## 0 - Title Page
Street Lighting Outline Business Case Assessment Tool |  |  |  | 270313
2012
| Select Base Year | FY 2012-13 | Ensure upgrade year (Sheet 3) is the same, or later, than the study base year. | 2015
Use the area below to record details of the modelling being undertaken, and any key assumptions made.
This technical model (“Model”) was developed by Arup to support the development of an initial feasibility study by providing a high level indication of the impact of an upgrade in street lighting. It is not intended, and should not be used as the basis for investment decision making. The Model has been developed using data and assumptions from a variety of sources. Arup has not sought to establish the reliability of those sources or verified the information so provided, nor has the Model been audited by Arup. Accordingly, no representation or warranty of any kind (whether express or implied) is given by Arup to any person as to the internal consistency or accuracy of the Model nor any output from it. Moreover the Model does not absolve any recipient from conducting its own audit in order to verify its functionality and/or performance. Arup accepts no duty of care to any person for the development of the Model, its use, nor in respect of any output from it. Accordingly, regardless of the form of action, whether in contract, delict or otherwise, and to the extent permitted by applicable law, Arup accepts no liability of any kind and disclaims all responsibility for the consequences of any person acting or refraining to act in reliance on the Model and/or its output or for any decisions made or not made which are based upon such Model and/or its output.

## 1 - Existing Inventory
Sheet 1 - Existing Inventory
References
Operating Hours PECU Lux Levels
| PECU Operating Levels |  | Approx Burn Hours per Annum
Reference | Central Scotland
| 70 lux / 35 lux |  | 4138
| 35 lux / 18 lux |  | 4090
North of Scotland
| 70 lux / 35 lux |  | 4130
| 35 lux / 18 lux |  | 4083
User Input | Average Annual Hours of Operation of Existing Lighting |  | 4138
Dimming Profile Categories (for entering in column 'R') | [5 empty] | Note: Dimming levels refer to the reduction in light levels. Corresponding reduction in energy consumption will be less than this
10% dimming between midnight and 6am |  |  |  | 1
20% dimming between midnight and 6am |  |  |  | 2
30% dimming between midnight and 6am |  |  |  | 3
40% dimming between midnight and 6am |  |  |  | 4
50% dimming between midnight and 6am |  |  |  | 5
Low Pressure Sodium
[5 empty] | Lamps | Lantern Age Profile |  |  |  | Control Gear | Dimming
Type |  | Rated Lamp Output (W) | Circuit Wattage (W) | Total Number of Lanterns | Assumed operational life (yrs) | Assumed lifecycle period (yrs) | % Lanterns < 8 years old | % Lanterns > 8 years and < 16 years old | % Lanterns > 16 years old | Assumed lifecycle period (yrs) | % Lanterns with Dimming | For lanterns with dimming - Enter Dimming profile 1 -5
Low Pressure Sodium- Low Loss Control Gear (e.g. LST, SOX) |  | 35 | 58 | 1000 | 3.5 | 25 | 25% | 25% | 50% | 15 | 0% | 2 | 0% | 0.84
|  | 55 | 74 | 2000 | 3.5 | 25 | 25% | 25% | 50% | 15 | 0% | 2 | 0% | 0.84
|  | 90 | 122 | 3000 | 3.5 | 25 | 25% | 25% | 50% | 15 | 0% | 2 | 0% | 0.84
|  | 135 | 178 |  | 3.5 | 25 | 0% | 0% | 100% | 15 | 0% | 2 | 0% | 0.84
|  | 180 | 223 |  | 3.5 | 25 | 0% | 0% | 100% | 15 | 0% | 2 | 0% | 0.84
[13 empty] | 0% | 0
[13 empty] | 0% | 0
[13 empty] | 0% | 0
Low Pressure Sodium- Magnetic Control Gear (e.g. LST, SOX) |  | 55 | 77 |  | 3.5 | 25 | 0% | 0% | 100% | 15 | 0% | 2 | 0% | 0.84
|  | 90 | 130 | 1500 | 3.5 | 25 | 0% | 20% | 80% | 15 | 0% | 2 | 0% | 0.84
|  | 135 | 190 | 500 | 3.5 | 25 | 0% | 20% | 80% | 15 | 0% | 2 | 0% | 0.84
|  | 180 | 223 |  | 3.5 | 25 | 0% | 0% | 100% | 15 | 0% | 2 | 0% | 0.84
[13 empty] | 0% | 0
[13 empty] | 0% | 0
[13 empty] | 0% | 0
[13 empty] | 0% | 0
High Pressure Sodium
[5 empty] | Lamps | Lantern Age Profile |  |  |  | Control Gear | Dimming
Type |  | Rated Lamp Output (W) | Circuit Wattage (W) | Total Number of Lanterns | Assumed operational life (yrs) | Assumed lifecycle period (yrs) | % Lanterns < 8 years old | % Lanterns > 8 years and < 16 years old | % Lanterns > 16 years old | Assumed lifecycle period (yrs) | % Lanterns with Dimming | For lanterns with dimming - Enter Dimming profile 1 -5
High Pressure Sodium - High Frequency Control Gear (e.g. HST, SON-HF) |  | 50 | 57 |  | 6 | 25 | 0% | 0% | 100% | 15 | 0% | 2 | 0% | 0.84
|  | 70 | 77 |  | 6 | 25 | 0% | 0% | 100% | 15 | 0% | 2 | 0% | 0.84
|  | 100 | 105 |  | 6 | 25 | 0% | 0% | 100% | 15 | 0% | 2 | 0% | 0.84
|  | 150 | 159 |  | 6 | 25 | 0% | 0% | 100% | 15 | 0% | 2 | 0% | 0.84
|  | 250 | 267 |  | 6 | 25 | 0% | 0% | 100% | 15 | 0% | 2 | 0% | 0.84
|  | 400 | 434 |  | 6 | 25 | 0% | 0% | 100% | 15 | 0% | 2 | 0% | 0.84
[13 empty] | 0% | 0
[13 empty] | 0% | 0
High Pressure Sodium -Magnetic Control Gear (e.g. HST, SON-HF) |  | 50 | 62 |  | 5 | 25 | 0% | 0% | 100% | 15 | 0% | 2 | 0% | 0.84
|  | 70 | 79 | 1000 | 5 | 25 | 20% | 80% | 0% | 15 | 0% | 2 | 0% | 0.84
|  | 100 | 114 | 1000 | 5 | 25 | 20% | 80% | 0% | 15 | 0% | 2 | 0% | 0.84
|  | 150 | 190 |  | 5 | 25 | 0% | 0% | 100% | 15 | 0% | 2 | 0% | 0.84
|  | 250 | 301 |  | 5 | 25 | 0% | 0% | 100% | 15 | 0% | 2 | 0% | 0.84
|  | 400 | 434 |  | 5 | 25 | 0% | 0% | 100% | 15 | 0% | 2 | 0% | 0.84
[13 empty] | 0% | 0
[13 empty] | 0% | 0
Ceramic Discharge Outdoor SON replacement lamp (e.g. HCI-TT, CDO-TT) |  | 70 | 79 |  | 3.5 | 25 | 0% | 0% | 100% | 15 | 0% | 2 | 0% | 0.84
|  | 100 | 114 |  | 3.5 | 25 | 0% | 0% | 100% | 15 | 0% | 2 | 0% | 0.84
|  | 150 | 190 |  | 3.5 | 25 | 0% | 0% | 100% | 15 | 0% | 2 | 0% | 0.84
|  | 250 | 301 |  | 3.5 | 25 | 0% | 0% | 100% | 15 | 0% | 2 | 0% | 0.84
|  | 70 | 79 |  | 3.5 | 25 | 0% | 0% | 100% | 15 | 0% | 2 | 0% | 0.84
|  | 100 | 106 |  | 3.5 | 25 | 0% | 0% | 100% | 15 | 0% | 2 | 0% | 0.84
|  | 150 | 158 |  | 3.5 | 25 | 0% | 0% | 100% | 15 | 0% | 2 | 0% | 0.84
|  | 250 | 267 |  | 3.5 | 25 | 0% | 0% | 100% | 15 | 0% | 2 | 0% | 0.84
Metal Halide
[5 empty] | Lamps | Lantern Age Profile |  |  |  | Control Gear | Dimming
Type |  | Rated Lamp Output (W) | Circuit Wattage (W) | Total Number of Lanterns | Assumed operational life (yrs) | Assumed lifecycle period (yrs) | % Lanterns < 8 years old | % Lanterns > 8 years and < 16 years old | % Lanterns > 16 years old | Assumed lifecycle period (yrs) | % Lanterns with Dimming | For lanterns with dimming - Enter Dimming profile 1 -5
Metal Halide - High Frequency Control Gear (e.g. HIT, HIE, HQI) |  | 50 | 57 |  | 3 | 25 | 0% | 0% | 100% | 15 | 0% | 2 | 0% | 0.84
|  | 70 | 76 |  | 3 | 25 | 0% | 0% | 100% | 15 | 0% | 2 | 0% | 0.84
|  | 100 | 114 |  | 3 | 25 | 0% | 0% | 100% | 15 | 0% | 2 | 0% | 0.84
|  | 150 | 163 |  | 3 | 25 | 0% | 0% | 100% | 15 | 0% | 2 | 0% | 0.84
|  | 250 | 261 |  | 3 | 25 | 0% | 0% | 100% | 15 | 0% | 2 | 0% | 0.84
|  | 400 | 424 |  | 3 | 25 | 0% | 0% | 100% | 15 | 0% | 2 | 0% | 0.84
[13 empty] | 0% | 0
[13 empty] | 0% | 0
Metal Halide - Magnetic Control Gear (e.g. HIT, HIE, HQI) |  | 70 | 89 |  | 3 | 25 | 0% | 0% | 100% | 15 | 0% | 2 | 0% | 0.84
|  | 100 | 118 |  | 3 | 25 | 0% | 0% | 100% | 15 | 0% | 2 | 0% | 0.84
|  | 150 | 179 |  | 3 | 25 | 0% | 0% | 100% | 15 | 0% | 2 | 0% | 0.84
|  | 250 | 301 |  | 3 | 25 | 0% | 0% | 100% | 15 | 0% | 2 | 0% | 0.84
|  | 400 | 471 |  | 3 | 25 | 0% | 0% | 100% | 15 | 0% | 2 | 0% | 0.84
[13 empty] | 0% | 0
[13 empty] | 0% | 0
[13 empty] | 0% | 0
Ceramic Metal Halide (e.g. HIT-CE, CDM HCI) |  | 35 | 47 |  | 3 | 25 | 0% | 0% | 100% | 15 | 0% | 2 | 0% | 0.84
|  | 70 | 86 |  | 3 | 25 | 0% | 0% | 100% | 15 | 0% | 2 | 0% | 0.84
|  | 150 | 167 |  | 3 | 25 | 0% | 0% | 100% | 15 | 0% | 2 | 0% | 0.84
|  | 210 | 225 |  | 3 | 25 | 0% | 0% | 100% | 15 | 0% | 2 | 0% | 0.84
[13 empty] | 0% | 0
[13 empty] | 0% | 0
[13 empty] | 0% | 0
[13 empty] | 0% | 0
CPO - Philips Cosmopolis Lamp |  | 45 | 50 |  | 6 | 25 | 0% | 0% | 100% | 15 | 0% | 2 | 0% | 0.84
|  | 60 | 66 |  | 6 | 25 | 0% | 0% | 100% | 15 | 0% | 2 | 0% | 0.84
|  | 90 | 98 |  | 6 | 25 | 0% | 0% | 100% | 15 | 0% | 2 | 0% | 0.84
|  | 140 | 153 |  | 6 | 25 | 0% | 0% | 100% | 15 | 0% | 2 | 0% | 1.6
[13 empty] | 0% | 0
[13 empty] | 0% | 0
[13 empty] | 0% | 0
[13 empty] | 0% | 0
[13 empty] | 0% | 0
[13 empty] | 0% | 0
[13 empty] | 0% | 0
Low Pressure Mercury
[5 empty] | Lamps | Lantern Age Profile |  |  |  | Control Gear | Dimming
Type |  | Rated Lamp Output (W) | Circuit Wattage (W) | Total Number of Lanterns | Assumed operational life (yrs) | Assumed lifecycle period (yrs) | % Lanterns < 8 years old | % Lanterns > 8 years and < 16 years old | % Lanterns > 16 years old | Assumed lifecycle period (yrs) | % Lanterns with Dimming | For lanterns with dimming - Enter Dimming profile 1 -5
Compact Low Pressure Mercury - High Frequency Control Gear (e.g. FSD, PL-L, TC-L) |  | 36 | 36 |  | 4 | 25 | 0% | 0% | 100% | 15 | 0% | 2 | 0% | 0.84
|  | 40 | 45 |  | 4 | 25 | 0% | 0% | 100% | 15 | 0% | 2 | 0% | 0.84
|  | 55 | 62 |  | 4 | 25 | 0% | 0% | 100% | 15 | 0% | 2 | 0% | 0.84
[13 empty] | 0% | 0
Compact Low Pressure Mercury - Magnetic Control Gear (e.g. FSD, PL-L, TC-L) |  | 36 | 44 |  | 4 | 25 | 0% | 0% | 100% | 15 | 0% | 2 | 0% | 0.84
|  | 40 | 45 |  | 4 | 25 | 0% | 0% | 100% | 15 | 0% | 2 | 0% | 0.84
0%
[13 empty] | 0% | 0

## 2 - Summary of Assets
Sheet 2 - Summary of assets
Lantern type | Total number of lanterns | Lantern age (years) 0 - 7 | Lantern age (years) 8 - 16 | Lantern age (years) 16+
Low Pressure Sodium | 8000 | 1500 | 1900 | 4600
High Pressure Sodium | 2000 | 400 | 1600 | 0
Metal Halide | 0 | 0 | 0 | 0
Low Pressure Mercury | 0 | 0 | 0 | 0
Total | 10000 | 1900 | 3500 | 4600
Lantern type | Total number of lanterns | Number of dimming lanterns | Number of non-dimming lanterns
Low Pressure Sodium | 8000 | 0 | 8000
High Pressure Sodium | 2000 | 0 | 2000
Metal Halide | 0 | 0 | 0
Low Pressure Mercury | 0 | 0 | 0
Total | 10000 | 0 | 10000

## 3 - Upgrade information
Sheet 3 - Street Lighting Upgrade
References
Operating Hours PECU Lux Levels
| PECU Operating Levels |  | Approx Burn Hours per Annum | [8 empty] | 2012
Reference | Central Scotland
| 70 lux / 35 lux |  | 4138
| 35 lux / 18 lux |  | 4090
| North of Scotland | [9 empty] | 2015
| 70 lux / 35 lux |  | 4130
| 35 lux / 18 lux |  | 4083
[8 empty] | Select Year of Completion of Upgrade |  |  | FY 2015-16 | Ensure upgrade year is the same, or later, than the study base year
Existing operations (as set in Existing Inventory) | Average Annual Hours of Operation of Existing Lighting before upgrade |  | 4138
User Input | Average Annual Hours of Operation of Existing Lighting after upgrade |  | 4138 |  |  |  |  | Is a Central Management System (CMS) system to be included on lanterns that are upgraded? |  |  | Yes
30
LED Lantern Approximate Equivalent - Lumen Output (Assumed circuit wattage based on upgrade year) | Conventional lantern approximate equivalent | [6 empty] | Summary of upgrade
| Low Pressure Sodium (SOX) | High Pressure Sodium (SON) | Ceramic Discharge Outdoor (CDO) | Metal Halide | Cosmopolis (CPO) | Low Pressure Mercury (PL-L) |  | Total assets prior to upgrade |  |  | 10000
3,000 lm (8W) | 18W |  |  |  |  | 36W |  | Total assets after upgrade |  |  | 10000 | Note: number of assets after upgrade is not equal to number before upgrade.
5,000 lm (16W) | 35W | 50W | 35W | 35W | 45W | 40W, 55W
7,000 lm (23W) | 55W | 70W | 70W | 70W | 60W
11,000 lm (43W) | 90W | 100W | 100W | 100W | 90W
18,000 lm (72W) | 135W | 150W | 150W | 150W | 140W
30,000 lm (108W) | 180W | 250W, 400W* | 250W | 250W
*Multiple lanterns may be required to gain equivalent performance
Dimming Profile Categories (for entering in column 'R')
10% dimming between midnight and 6am |  |  |  | 1
20% dimming between midnight and 6am |  |  |  | 2
30% dimming between midnight and 6am |  |  |  | 3
40% dimming between midnight and 6am |  |  |  | 4
50% dimming between midnight and 6am |  |  |  | 5
LED
Upgrade assets
Type |  | Lumen Output (Lm) | Circuit Wattage (based on upgrade year) (W) |  |  |  |  | Number of new lanterns installed in upgrade | Number of lanterns after upgrade | % Lanterns with dimming after upgrade | Dimming levels of lanterns with dimming after upgrade
6
LED |  | 3000 | 7.9475 | [5 empty] | 0 | 0% | 2 | 0% | 84%
|  | 5000 | 15.895 | [5 empty] | 0 | 0% | 2 | 0% | 84%
|  | 7000 | 23.12 |  |  |  |  | 500 | 500 | 100% | 4 | 100% | 68%
|  | 11000 | 43.35 |  |  |  |  | 5000 | 5000 | 100% | 2 | 100% | 84%
|  | 18000 | 72.25 |  |  |  |  | 500 | 500 | 100% | 2 | 100% | 84%
|  | 30000 | 108.375 | [5 empty] | 0 | 0% | 2 | 0% | 84%
Low Pressure Sodium
|  |  |  | Existing assets (as specified in 'Existing Inventory') |  |  | Upgrade assets
Type |  | Rated Lamp Output (W) | Circuit Wattage (W) | Total number of Lanterns | % Existing lamps with dimming | Dimming levels for existing lamps with dimming | Number of lanterns removed in upgrade | Number of new lanterns installed in upgrade | Number of lanterns after upgrade | % Lanterns with dimming after upgrade | Dimming levels of lanterns with dimming after upgrade
Low Pressure Sodium- Low Loss Control Gear (e.g. LST, SOX) |  | 35 | 58 | 1000 | 0% | 2 |  |  | 1000 | Same as pre-upgrade | Same as pre-upgrade | 0 | 0.84
|  | 55 | 74 | 2000 | 0% | 2 | 500 |  | 1500 | Same as pre-upgrade | Same as pre-upgrade | 0 | 0.84
|  | 90 | 122 | 3000 | 0% | 2 | 3000 |  | 0 | Same as pre-upgrade | Same as pre-upgrade | 0 | 0.84
|  | 135 | 178 | 0 | 0% | 2 |  |  | 0 | Same as pre-upgrade | Same as pre-upgrade | 0 | 0.84
|  | 180 | 223 | 0 | 0% | 2 |  |  | 0 | Same as pre-upgrade | Same as pre-upgrade | 0 | 0.84
[12 empty] | 0 | 0
[12 empty] | 0 | 0
[12 empty] | 0 | 0
Low Pressure Sodium- Magnetic Control Gear (e.g. LST, SOX) |  | 55 | 77 | 0 | 0% | 2 |  |  | 0 | Same as pre-upgrade | Same as pre-upgrade | 0 | 0.84
|  | 90 | 130 | 1500 | 0% | 2 | 1000 |  | 500 | Same as pre-upgrade | Same as pre-upgrade | 0 | 0.84
|  | 135 | 190 | 500 | 0% | 2 | 500 |  | 0 | Same as pre-upgrade | Same as pre-upgrade | 0 | 0.84
|  | 180 | 223 | 0 | 0% | 2 |  |  | 0 | Same as pre-upgrade | Same as pre-upgrade | 0 | 0.84
[12 empty] | 0 | 0
[12 empty] | 0 | 0
[12 empty] | 0 | 0
[12 empty] | 0 | 0
High Pressure Sodium
|  |  |  | Existing assets (as specified in 'Existing Inventory') |  |  | Upgrade assets
Type |  | Wattage (W) | Circuit Wattage (W) | Number of existing assets | % Existing lamps with dimming | Dimming levels for existing lamps with dimming | Number of lanterns removed in upgrade | Number of new lanterns installed in upgrade | Number of lanterns after upgrade | % Lanterns with dimming after upgrade | Dimming levels of lanterns with dimming after upgrade
High Pressure Sodium - High Frequency Control Gear (e.g. HST, SON-HF) |  | 50 | 57 | 0 | 0% | 2 |  |  | 0 | Same as pre-upgrade | Same as pre-upgrade | 0 | 0.84
|  | 70 | 77 | 0 | 0% | 2 |  |  | 0 | Same as pre-upgrade | Same as pre-upgrade | 0 | 0.84
|  | 100 | 105 | 0 | 0% | 2 |  |  | 0 | Same as pre-upgrade | Same as pre-upgrade | 0 | 0.84
|  | 150 | 159 | 0 | 0% | 2 |  |  | 0 | Same as pre-upgrade | Same as pre-upgrade | 0 | 0.84
|  | 250 | 267 | 0 | 0% | 2 |  |  | 0 | Same as pre-upgrade | Same as pre-upgrade | 0 | 0.84
|  | 400 | 434 | 0 | 0% | 2 |  |  | 0 | Same as pre-upgrade | Same as pre-upgrade | 0 | 0.84
0
0
High Pressure Sodium -Magnetic Control Gear (e.g. HST, SON-HF) |  | 50 | 62 | 0 | 0% | 2 |  |  | 0 | Same as pre-upgrade | Same as pre-upgrade | 0 | 0.84
|  | 70 | 79 | 1000 | 0% | 2 |  |  | 1000 | Same as pre-upgrade | Same as pre-upgrade | 0 | 0.84
|  | 100 | 114 | 1000 | 0% | 2 | 1000 |  | 0 | Same as pre-upgrade | Same as pre-upgrade | 0 | 0.84
|  | 150 | 190 | 0 | 0% | 2 |  |  | 0 | Same as pre-upgrade | Same as pre-upgrade | 0 | 0.84
|  | 250 | 301 | 0 | 0% | 2 |  |  | 0 | Same as pre-upgrade | Same as pre-upgrade | 0 | 0.84
|  | 400 | 434 | 0 | 0% | 2 |  |  | 0 | Same as pre-upgrade | Same as pre-upgrade | 0 | 0.84
[12 empty] | 0 | 1
[12 empty] | 0 | 1
Ceramic Discharge Outdoor SON replacement lamp (e.g. HCI-TT, CDO-TT) |  | 70 | 79 | 0 | 0% | 2 |  |  | 0 | Same as pre-upgrade | Same as pre-upgrade | 0 | 0.84
|  | 100 | 114 | 0 | 0% | 2 |  |  | 0 | Same as pre-upgrade | Same as pre-upgrade | 0 | 0.84
|  | 150 | 190 | 0 | 0% | 2 |  |  | 0 | Same as pre-upgrade | Same as pre-upgrade | 0 | 0.84
|  | 250 | 301 | 0 | 0% | 2 |  |  | 0 | Same as pre-upgrade | Same as pre-upgrade | 0 | 0.84
|  | 70 | 79 | 0 | 0% | 2 |  |  | 0 | Same as pre-upgrade | Same as pre-upgrade | 0 | 0.84
|  | 100 | 106 | 0 | 0% | 2 |  |  | 0 | Same as pre-upgrade | Same as pre-upgrade | 0 | 0.84
|  | 150 | 158 | 0 | 0% | 2 |  |  | 0 | Same as pre-upgrade | Same as pre-upgrade | 0 | 0.84
|  | 250 | 267 | 0 | 0% | 2 |  |  | 0 | Same as pre-upgrade | Same as pre-upgrade | 0 | 0.84
Metal Halide
|  |  |  | Existing assets (as specified in 'Existing Inventory') |  |  | Upgrade assets
Type |  | Wattage (W) | Circuit Wattage (W) | Number of existing assets | % Existing lamps with dimming | Dimming levels for existing lamps with dimming | Number of lanterns removed in upgrade | Number of new lanterns installed in upgrade | Number of lanterns after upgrade | % Lanterns with dimming after upgrade | Dimming levels of lanterns with dimming after upgrade
Metal Halide - High Frequency Control Gear (e.g. HIT, HIE, HQI) |  | 50 | 57 | 0 | 0% | 2 |  |  | 0 | Same as pre-upgrade | Same as pre-upgrade | 0 | 0.84
|  | 70 | 76 | 0 | 0% | 2 |  |  | 0 | Same as pre-upgrade | Same as pre-upgrade | 0 | 0.84
|  | 100 | 114 | 0 | 0% | 2 |  |  | 0 | Same as pre-upgrade | Same as pre-upgrade | 0 | 0.84
|  | 150 | 163 | 0 | 0% | 2 |  |  | 0 | Same as pre-upgrade | Same as pre-upgrade | 0 | 0.84
|  | 250 | 261 | 0 | 0% | 2 |  |  | 0 | Same as pre-upgrade | Same as pre-upgrade | 0 | 0.84
|  | 400 | 424 | 0 | 0% | 2 |  |  | 0 | Same as pre-upgrade | Same as pre-upgrade | 0 | 0.84
0
0
Metal Halide - Magnetic Control Gear (e.g. HIT, HIE, HQI) |  | 70 | 89 | 0 | 0% | 2 |  |  | 0 | Same as pre-upgrade | Same as pre-upgrade | 0 | 0.84
|  | 100 | 118 | 0 | 0% | 2 |  |  | 0 | Same as pre-upgrade | Same as pre-upgrade | 0 | 0.84
|  | 150 | 179 | 0 | 0% | 2 |  |  | 0 | Same as pre-upgrade | Same as pre-upgrade | 0 | 0.84
|  | 250 | 301 | 0 | 0% | 2 |  |  | 0 | Same as pre-upgrade | Same as pre-upgrade | 0 | 0.84
|  | 400 | 471 | 0 | 0% | 2 |  |  | 0 | Same as pre-upgrade | Same as pre-upgrade | 0 | 0.84
0
0
0
Ceramic Metal Halide (e.g. HIT-CE, CDM HCI) |  | 35 | 47 | 0 | 0% | 2 |  |  | 0 | Same as pre-upgrade | Same as pre-upgrade | 0 | 0.84
|  | 70 | 86 | 0 | 0% | 2 |  |  | 0 | Same as pre-upgrade | Same as pre-upgrade | 0 | 0.84
|  | 150 | 167 | 0 | 0% | 2 |  |  | 0 | Same as pre-upgrade | Same as pre-upgrade | 0 | 0.84
|  | 210 | 225 | 0 | 0% | 2 |  |  | 0 | Same as pre-upgrade | Same as pre-upgrade | 0 | 0.84
[12 empty] | 0 | 1
[12 empty] | 0 | 1
[12 empty] | 0 | 1
[12 empty] | 0 | 1
CPO - Philips Cosmopolis Lamp |  | 45 | 50 | 0 | 0% | 2 |  |  | 0 | Same as pre-upgrade | Same as pre-upgrade | 0 | 0.84
|  | 60 | 66 | 0 | 0% | 2 |  |  | 0 | Same as pre-upgrade | Same as pre-upgrade | 0 | 0.84
|  | 90 | 98 | 0 | 0% | 2 |  |  | 0 | Same as pre-upgrade | Same as pre-upgrade | 0 | 0.84
|  | 140 | 153 | 0 | 0% | 2 |  |  | 0 | Same as pre-upgrade | Same as pre-upgrade | 0 | 1.6
0
0
0
0
0
0
0
Low Pressure Mercury
|  |  |  | Existing assets (as specified in 'Existing Inventory') |  |  | Upgrade assets
Type |  | Wattage (W) | Circuit Wattage (W) | Number of existing assets | % Existing lamps with dimming | Dimming levels for existing lamps with dimming | Number of lanterns removed in upgrade | Number of new lanterns installed in upgrade | Number of lanterns after upgrade | % Lanterns with dimming after upgrade | Dimming levels of lanterns with dimming after upgrade
Compact Low Pressure Mercury - High Frequency Control Gear (e.g. FSD, PL-L, TC-L) |  | 36 | 36 | 0 | 0% | 2 |  |  | 0 | Same as pre-upgrade | Same as pre-upgrade | 0 | 0.84
|  | 40 | 45 | 0 | 0% | 2 |  |  | 0 | Same as pre-upgrade | Same as pre-upgrade | 0 | 0.84
|  | 55 | 62 | 0 | 0% | 2 |  |  | 0 | Same as pre-upgrade | Same as pre-upgrade | 0 | 0.84
0
Compact Low Pressure Mercury - Magnetic Control Gear (e.g. FSD, PL-L, TC-L) |  | 36 | 44 | 0 | 0% | 2 |  |  | 0 | Same as pre-upgrade | Same as pre-upgrade | 0 | 0.84
|  | 40 | 45 | 0 | 0% | 2 |  |  | 0 | Same as pre-upgrade | Same as pre-upgrade | 0 | 0.84
[12 empty] | 0 | 0
[12 empty] | 0 | 0

## 4 - Assumptions - Maint Cost
Sheet 4 - Assumptions: Maintenance Costs
Notes:
1. Only maintenance cost for replacement of lamps, lanterns and control gear is included based on materials and labour for component replacement. Maintenance costs do not cover other costs such as inspections, column, feeder post and cable maintenance or in-house overhead costs.
2. Model assumes that lamp will always be replaced when lantern is replaced.
3. All costs in financial year 2012-13 prices and exclude VAT.
4. Replacement of control gear triggers replacement of lamp and therefore shared labour expense.
| Reference Cost based on Industry Benchmarking (£/unit) | Used Defined Cost (£/unit)
Lamp replacement (Non-LED) | 50 | 50
Lamp + lantern replacement (Non-LED) | 210 | 210
Control gear replacement (Non-CMS) | 25 | 25
LED Lantern replacement (3,000 lm) | 215 | 215
LED Lantern replacement (5,000 lm) | 264 | 264
LED Lantern replacement (7,000 lm) | 317 | 310
LED Lantern replacement (11,000 lm) | 422 | 422
LED Lantern replacement (18,000 lm) | 422 | 422
LED Lantern replacement (30,000 lm) | 449 | 449
CMS running costs per unit per annum | 3 | 3
CMS Systems
CMS Systems can potentially provide reductions in central office cost, night scouting, surveys, fault diagnosics and maintenance planning. The magnitude of these saving depends of the current maintenance approach used. This cell can be used to test the impact on the business case of savings to central office costs as a result of implementing a CMS system. |  |  | User defined Saving (£/annum)
10000

## 5 - Assumptions - Capex
Sheet 5 - Assumptions: Capex
Notes:
1. All costs in financial year 2012-13 prices and exclude VAT.
2. LED Lantern reference costs depend on the date of renewal entered on Sheet 3. It is assumed that cost will come down over time as the technology and supply chain develops
| Reference Cost based on Industry Benchmarking (£/unit) | Used Defined Cost (£/unit)
Lamp + lantern (Non-LED) | 210 | 210
LED Lantern (3,000 lm) | 215 | 215
LED Lantern (5,000 lm) | 264 | 264
LED Lantern (7,000 lm) | 317 | 310
LED Lantern (11,000 lm) | 422 | 422
LED Lantern (18,000 lm) | 422 | 422
LED Lantern (30,000 lm) | 449 | 449
Control gear (Non-CMS) | 25 | 25
CMS cost per node | 65 | 65

## 6 - Assumptions - Energy
Sheet 6 - Energy Cost and Emissions Assumptions
Notes:
1. All costs in financial year 2012-13 prices.
2. Year 2012 in table below refers to financial year 1st April 2012 to 31st March 2013.
| 2012 | 2013 | 2014 | 2015 | 2016 | 2017 | 2018 | 2019 | 2020 | 2021 | 2022
DECC Central Electricity Price Forecasts (p/kWh) | 9.71 | 10.3937 | 10.5232 | 10.4826 | 10.6755 | 10.7949 | 10.7314 | 10.9533 | 11.3292 | 11.7837 | 11.9521
DECC High Electricity Price Forecasts (p/kWh) | 9.71 | 10.3516 | 10.4476 | 10.2655 | 10.4086 | 10.8331 | 10.9789 | 11.4531 | 11.7763 | 12.1294 | 12.2746
DECC Low Electricity Price Forecasts (p/kWh) | 9.71 | 9.7806 | 10.0531 | 9.7912 | 9.6353 | 9.8394 | 9.7567 | 10.0754 | 10.5889 | 10.8273 | 11.1817
User defined (p/kWh) | 9.71 | 10 | 10.5232 | 10.4826 | 10.6755 | 10.7949 | 10.7314 | 10.9533 | 11.3292 | 11.7837 | 11.9521
| 2023 | 2024 | 2025 | 2026 | 2027 | 2028 | 2029 | 2030 | 2031 | 2032 | 2033
DECC Central Electricity Price Forecasts | 12.0215 | 12.4529 | 12.7316 | 12.8039 | 13.0737 | 13.0824 | 13.106 | 13.2544 | 13.2544 | 13.2544 | 13.2544
DECC High Electricity Price Forecasts | 12.3955 | 12.7926 | 13.0351 | 13.0573 | 13.2528 | 13.2428 | 13.2745 | 13.403 | 13.403 | 13.403 | 13.403
DECC Low Electricity Price Forecasts | 11.0085 | 11.647 | 12.0293 | 12.2679 | 12.3566 | 12.4161 | 12.3725 | 12.4799 | 12.4799 | 12.4799 | 12.4799
User defined (p/kWh) | 12.0215 | 12.4529 | 12.7316 | 12.8039 | 13.0737 | 13.0824 | 13.106 | 13.2544 | 13.2544 | 13.2544 | 13.2544
| 2034 | 2035 | 2036 | 2037 | 2038 | 2039 | 2040 | 2041 | 2042 | 2043 | 2044
DECC Central Electricity Price Forecasts | 13.2544 | 13.2544 | 13.2544 | 13.2544 | 13.2544 | 13.2544 | 13.2544 | 13.2544 | 13.2544 | 13.2544 | 13.2544
DECC High Electricity Price Forecasts | 13.403 | 13.403 | 13.403 | 13.403 | 13.403 | 13.403 | 13.403 | 13.403 | 13.403 | 13.403 | 13.403
DECC Low Electricity Price Forecasts | 12.4799 | 12.4799 | 12.4799 | 12.4799 | 12.4799 | 12.4799 | 12.4799 | 12.4799 | 12.4799 | 12.4799 | 12.4799
User defined (p/kWh) | 13.2544 | 13.2544 | 13.2544 | 13.2544 | 13.2544 | 13.2544 | 13.2544 | 13.2544 | 13.2544 | 13.2544 | 13.2544
2045
DECC Central Electricity Price Forecasts | 2034: 13.25
DECC High Electricity Price Forecasts | 2034: 13.4
DECC Low Electricity Price Forecasts | 2034: 12.48
User defined (p/kWh) | 2034: 13.25
| 2012 | 2013 | 2014 | 2015 | 2016 | 2017 | 2018 | 2019 | 2020 | 2021 | 2022
Emissions factor (tCO2/MWh) | 0.47 | 0.46 | 0.43 | 0.43 | 0.41 | 0.4 | 0.39 | 0.37 | 0.33 | 0.31 | 0.3
| 2023 | 2024 | 2025 | 2026 | 2027 | 2028 | 2029 | 2030 | 2031 | 2032 | 2033
Emissions factor (tCO2/MWh) | 0.27 | 0.27 | 0.27 | 0.25 | 0.24 | 0.22 | 0.21 | 0.19 | 0.19 | 0.19 | 0.19
| 2034 | 2035 | 2036 | 2037 | 2038 | 2039 | 2040 | 2041 | 2042 | 2043 | 2044
Emissions factor (tCO2/MWh) | 0.19 | 0.19 | 0.19 | 0.19 | 0.19 | 0.19 | 0.19 | 0.19 | 0.19 | 0.19 | 0.19
2045
Emissions factor (tCO2/MWh) | 2034: 0.19

## Assumptions - Life cycles (hidden)
Lamp Replacement Cycle |  |  |  | Inverse
LPS | 3.5 | Years |  | 0.28571
HPS6 | 6 | Years |  | 0.16667
HPS5 | 5 | Years |  | 0.2
CDO | 3.5 | Years |  | 0.28571
MH | 3 | Years |  | 0.33333
CPO | 6 | Years |  | 0.16667
LPM | 4 | Years |  | 0.25
Years
Lantern replacement cycle | 25 | Years
CMS replacement cycle | 25 | Years
Switchgear replacement cycle | 15 | Years
LED Reference Costs | 2012 | 2013 | 2014 | 2015 |  | LED Offset
3
LED Lantern (18w) | 325 | 286 | 250.25 | 215 |  | 215
LED Lantern (36w) | 400 | 352 | 308 | 264 |  | 264
LED Lantern (54w) | 480 | 422.4 | 369.6 | 317 |  | 317
LED Lantern (100w) | 640 | 563.2 | 492.8 | 422 |  | 422
LED Lantern (170w) | 640 | 563.2 | 492.8 | 422 |  | 422
LED Lantern (255w) | 680 | 598.4 | 523.6 | 449 |  | 449
|  | Lumens | 3000 | 5000 | 7000 | 11000 | 18000 | 30000
LED Efficiency factors |  | Watts (base year) | 11 | 22 | 32 | 60 | 100 | 150
2012 | 1 |  | 11 | 22 | 32 | 60 | 100 | 150
2013 | 0.9075 |  | 9.9825 | 19.965 | 29.04 | 54.45 | 90.75 | 136.125
2014 | 0.815 |  | 8.965 | 17.93 | 26.08 | 48.9 | 81.5 | 122.25
2015 | 0.7225 |  | 7.9475 | 15.895 | 23.12 | 43.35 | 72.25 | 108.375
2016 | 0.63 |  | 6.93 | 13.86 | 20.16 | 37.8 | 63 | 94.5

## ENGINE (hidden)
Retained Lamps - CUMULATIVE | [7 empty] | Year
[8 empty] | 0 | 2012 | 2013 | 2014 | 2015 | 2016 | 2017 | 2018 | 2019 | 2020 | 2021 | 2022 | 2023 | 2024 | 2025 | 2026 | 2027 | 2028 | 2029 | 2030 | 2031 | 2032 | 2033 | 2034 | 2035 | 2036 | 2037 | 2038 | 2039 | 2040 | 2041 | 2042 | 2043 | 2044 | 2045 | 2046 | 2047 | 2048
Type | Wattage (W) | Circuit W | Category | OP HOURS BEFORE | Watt-hours/LAMP INC DIMMING | OP HOURS AFTER | Watt-hours/LAMP INC DIMMING
LPS | 35 | 58 | LPS | 4138 | 240004 | 4138 | 240004 | 1000 | 1000 | 1000 | 1000 | 1000 | 1000 | 1000 | 1000 | 1000 | 1000 | 1000 | 1000 | 1000 | 1000 | 1000 | 1000 | 1000 | 1000 | 1000 | 1000 | 1000 | 1000 | 1000 | 1000 | 1000 | 1000 | 1000 | 1000 | 1000 | 1000 | 1000 | 1000 | 1000 | 1000 | 1000 | 1000 | 1000 | 1000
| 55 | 74 | LPS | 4138 | 306212 | 4138 | 306212 | 2000 | 2000 | 2000 | 2000 | 1500 | 1500 | 1500 | 1500 | 1500 | 1500 | 1500 | 1500 | 1500 | 1500 | 1500 | 1500 | 1500 | 1500 | 1500 | 1500 | 1500 | 1500 | 1500 | 1500 | 1500 | 1500 | 1500 | 1500 | 1500 | 1500 | 1500 | 1500 | 1500 | 1500 | 1500 | 1500 | 1500 | 1500
| 90 | 122 | LPS | 4138 | 504836 | 4138 | 504836 | 3000 | 3000 | 3000 | 3000 | 0 | 0 | 0 | 0 | 0 | 0 | 0 | 0 | 0 | 0 | 0 | 0 | 0 | 0 | 0 | 0 | 0 | 0 | 0 | 0 | 0 | 0 | 0 | 0 | 0 | 0 | 0 | 0 | 0 | 0 | 0 | 0 | 0 | 0
| 135 | 178 | LPS | 4138 | 736564 | 4138 | 736564 | 0 | 0 | 0 | 0 | 0 | 0 | 0 | 0 | 0 | 0 | 0 | 0 | 0 | 0 | 0 | 0 | 0 | 0 | 0 | 0 | 0 | 0 | 0 | 0 | 0 | 0 | 0 | 0 | 0 | 0 | 0 | 0 | 0 | 0 | 0 | 0 | 0 | 0
| 180 | 223 | LPS | 4138 | 922774 | 4138 | 922774 | 0 | 0 | 0 | 0 | 0 | 0 | 0 | 0 | 0 | 0 | 0 | 0 | 0 | 0 | 0 | 0 | 0 | 0 | 0 | 0 | 0 | 0 | 0 | 0 | 0 | 0 | 0 | 0 | 0 | 0 | 0 | 0 | 0 | 0 | 0 | 0 | 0 | 0
| 0 | 0 | LPS | 4138 | 0 | 4138 | 0 | 0 | 0 | 0 | 0 | 0 | 0 | 0 | 0 | 0 | 0 | 0 | 0 | 0 | 0 | 0 | 0 | 0 | 0 | 0 | 0 | 0 | 0 | 0 | 0 | 0 | 0 | 0 | 0 | 0 | 0 | 0 | 0 | 0 | 0 | 0 | 0 | 0 | 0
| 0 | 0 | LPS | 4138 | 0 | 4138 | 0 | 0 | 0 | 0 | 0 | 0 | 0 | 0 | 0 | 0 | 0 | 0 | 0 | 0 | 0 | 0 | 0 | 0 | 0 | 0 | 0 | 0 | 0 | 0 | 0 | 0 | 0 | 0 | 0 | 0 | 0 | 0 | 0 | 0 | 0 | 0 | 0 | 0 | 0
| 0 | 0 | LPS | 4138 | 0 | 4138 | 0 | 0 | 0 | 0 | 0 | 0 | 0 | 0 | 0 | 0 | 0 | 0 | 0 | 0 | 0 | 0 | 0 | 0 | 0 | 0 | 0 | 0 | 0 | 0 | 0 | 0 | 0 | 0 | 0 | 0 | 0 | 0 | 0 | 0 | 0 | 0 | 0 | 0 | 0
LPS | 55 | 77 | LPS | 4138 | 318626 | 4138 | 318626 | 0 | 0 | 0 | 0 | 0 | 0 | 0 | 0 | 0 | 0 | 0 | 0 | 0 | 0 | 0 | 0 | 0 | 0 | 0 | 0 | 0 | 0 | 0 | 0 | 0 | 0 | 0 | 0 | 0 | 0 | 0 | 0 | 0 | 0 | 0 | 0 | 0 | 0
| 90 | 130 | LPS | 4138 | 537940 | 4138 | 537940 | 1500 | 1500 | 1500 | 1500 | 500 | 500 | 500 | 500 | 500 | 500 | 500 | 500 | 500 | 500 | 500 | 500 | 500 | 500 | 500 | 500 | 500 | 500 | 500 | 500 | 500 | 500 | 500 | 500 | 500 | 500 | 500 | 500 | 500 | 500 | 500 | 500 | 500 | 500
| 135 | 190 | LPS | 4138 | 786220 | 4138 | 786220 | 500 | 500 | 500 | 500 | 0 | 0 | 0 | 0 | 0 | 0 | 0 | 0 | 0 | 0 | 0 | 0 | 0 | 0 | 0 | 0 | 0 | 0 | 0 | 0 | 0 | 0 | 0 | 0 | 0 | 0 | 0 | 0 | 0 | 0 | 0 | 0 | 0 | 0
| 180 | 223 | LPS | 4138 | 922774 | 4138 | 922774 | 0 | 0 | 0 | 0 | 0 | 0 | 0 | 0 | 0 | 0 | 0 | 0 | 0 | 0 | 0 | 0 | 0 | 0 | 0 | 0 | 0 | 0 | 0 | 0 | 0 | 0 | 0 | 0 | 0 | 0 | 0 | 0 | 0 | 0 | 0 | 0 | 0 | 0
| 0 | 0 | LPS | 4138 | 0 | 4138 | 0 | 0 | 0 | 0 | 0 | 0 | 0 | 0 | 0 | 0 | 0 | 0 | 0 | 0 | 0 | 0 | 0 | 0 | 0 | 0 | 0 | 0 | 0 | 0 | 0 | 0 | 0 | 0 | 0 | 0 | 0 | 0 | 0 | 0 | 0 | 0 | 0 | 0 | 0
| 0 | 0 | LPS | 4138 | 0 | 4138 | 0 | 0 | 0 | 0 | 0 | 0 | 0 | 0 | 0 | 0 | 0 | 0 | 0 | 0 | 0 | 0 | 0 | 0 | 0 | 0 | 0 | 0 | 0 | 0 | 0 | 0 | 0 | 0 | 0 | 0 | 0 | 0 | 0 | 0 | 0 | 0 | 0 | 0 | 0
| 0 | 0 | LPS | 4138 | 0 | 4138 | 0 | 0 | 0 | 0 | 0 | 0 | 0 | 0 | 0 | 0 | 0 | 0 | 0 | 0 | 0 | 0 | 0 | 0 | 0 | 0 | 0 | 0 | 0 | 0 | 0 | 0 | 0 | 0 | 0 | 0 | 0 | 0 | 0 | 0 | 0 | 0 | 0 | 0 | 0
| 0 | 0 | LPS | 4138 | 0 | 4138 | 0 | 0 | 0 | 0 | 0 | 0 | 0 | 0 | 0 | 0 | 0 | 0 | 0 | 0 | 0 | 0 | 0 | 0 | 0 | 0 | 0 | 0 | 0 | 0 | 0 | 0 | 0 | 0 | 0 | 0 | 0 | 0 | 0 | 0 | 0 | 0 | 0 | 0 | 0
HPS | 50 | 57 | HPS6 | 4138 | 235866 | 4138 | 235866 | 0 | 0 | 0 | 0 | 0 | 0 | 0 | 0 | 0 | 0 | 0 | 0 | 0 | 0 | 0 | 0 | 0 | 0 | 0 | 0 | 0 | 0 | 0 | 0 | 0 | 0 | 0 | 0 | 0 | 0 | 0 | 0 | 0 | 0 | 0 | 0 | 0 | 0
| 70 | 77 | HPS6 | 4138 | 318626 | 4138 | 318626 | 0 | 0 | 0 | 0 | 0 | 0 | 0 | 0 | 0 | 0 | 0 | 0 | 0 | 0 | 0 | 0 | 0 | 0 | 0 | 0 | 0 | 0 | 0 | 0 | 0 | 0 | 0 | 0 | 0 | 0 | 0 | 0 | 0 | 0 | 0 | 0 | 0 | 0
| 100 | 105 | HPS6 | 4138 | 434490 | 4138 | 434490 | 0 | 0 | 0 | 0 | 0 | 0 | 0 | 0 | 0 | 0 | 0 | 0 | 0 | 0 | 0 | 0 | 0 | 0 | 0 | 0 | 0 | 0 | 0 | 0 | 0 | 0 | 0 | 0 | 0 | 0 | 0 | 0 | 0 | 0 | 0 | 0 | 0 | 0
| 150 | 159 | HPS6 | 4138 | 657942 | 4138 | 657942 | 0 | 0 | 0 | 0 | 0 | 0 | 0 | 0 | 0 | 0 | 0 | 0 | 0 | 0 | 0 | 0 | 0 | 0 | 0 | 0 | 0 | 0 | 0 | 0 | 0 | 0 | 0 | 0 | 0 | 0 | 0 | 0 | 0 | 0 | 0 | 0 | 0 | 0
| 250 | 267 | HPS6 | 4138 | 1104846 | 4138 | 1104846 | 0 | 0 | 0 | 0 | 0 | 0 | 0 | 0 | 0 | 0 | 0 | 0 | 0 | 0 | 0 | 0 | 0 | 0 | 0 | 0 | 0 | 0 | 0 | 0 | 0 | 0 | 0 | 0 | 0 | 0 | 0 | 0 | 0 | 0 | 0 | 0 | 0 | 0
| 400 | 434 | HPS6 | 4138 | 1795892 | 4138 | 1795892 | 0 | 0 | 0 | 0 | 0 | 0 | 0 | 0 | 0 | 0 | 0 | 0 | 0 | 0 | 0 | 0 | 0 | 0 | 0 | 0 | 0 | 0 | 0 | 0 | 0 | 0 | 0 | 0 | 0 | 0 | 0 | 0 | 0 | 0 | 0 | 0 | 0 | 0
| 0 | 0 | HPS6 | 4138 | 0 | 4138 | 0 | 0 | 0 | 0 | 0 | 0 | 0 | 0 | 0 | 0 | 0 | 0 | 0 | 0 | 0 | 0 | 0 | 0 | 0 | 0 | 0 | 0 | 0 | 0 | 0 | 0 | 0 | 0 | 0 | 0 | 0 | 0 | 0 | 0 | 0 | 0 | 0 | 0 | 0
| 0 | 0 | HPS6 | 4138 | 0 | 4138 | 0 | 0 | 0 | 0 | 0 | 0 | 0 | 0 | 0 | 0 | 0 | 0 | 0 | 0 | 0 | 0 | 0 | 0 | 0 | 0 | 0 | 0 | 0 | 0 | 0 | 0 | 0 | 0 | 0 | 0 | 0 | 0 | 0 | 0 | 0 | 0 | 0 | 0 | 0
HPS | 50 | 62 | HPS5 | 4138 | 256556 | 4138 | 256556 | 0 | 0 | 0 | 0 | 0 | 0 | 0 | 0 | 0 | 0 | 0 | 0 | 0 | 0 | 0 | 0 | 0 | 0 | 0 | 0 | 0 | 0 | 0 | 0 | 0 | 0 | 0 | 0 | 0 | 0 | 0 | 0 | 0 | 0 | 0 | 0 | 0 | 0
| 70 | 79 | HPS5 | 4138 | 326902 | 4138 | 326902 | 1000 | 1000 | 1000 | 1000 | 1000 | 1000 | 1000 | 1000 | 1000 | 1000 | 1000 | 1000 | 1000 | 1000 | 1000 | 1000 | 1000 | 1000 | 1000 | 1000 | 1000 | 1000 | 1000 | 1000 | 1000 | 1000 | 1000 | 1000 | 1000 | 1000 | 1000 | 1000 | 1000 | 1000 | 1000 | 1000 | 1000 | 1000
| 100 | 114 | HPS5 | 4138 | 471732 | 4138 | 471732 | 1000 | 1000 | 1000 | 1000 | 0 | 0 | 0 | 0 | 0 | 0 | 0 | 0 | 0 | 0 | 0 | 0 | 0 | 0 | 0 | 0 | 0 | 0 | 0 | 0 | 0 | 0 | 0 | 0 | 0 | 0 | 0 | 0 | 0 | 0 | 0 | 0 | 0 | 0
| 150 | 190 | HPS5 | 4138 | 786220 | 4138 | 786220 | 0 | 0 | 0 | 0 | 0 | 0 | 0 | 0 | 0 | 0 | 0 | 0 | 0 | 0 | 0 | 0 | 0 | 0 | 0 | 0 | 0 | 0 | 0 | 0 | 0 | 0 | 0 | 0 | 0 | 0 | 0 | 0 | 0 | 0 | 0 | 0 | 0 | 0
| 250 | 301 | HPS5 | 4138 | 1245538 | 4138 | 1245538 | 0 | 0 | 0 | 0 | 0 | 0 | 0 | 0 | 0 | 0 | 0 | 0 | 0 | 0 | 0 | 0 | 0 | 0 | 0 | 0 | 0 | 0 | 0 | 0 | 0 | 0 | 0 | 0 | 0 | 0 | 0 | 0 | 0 | 0 | 0 | 0 | 0 | 0
| 400 | 434 | HPS5 | 4138 | 1795892 | 4138 | 1795892 | 0 | 0 | 0 | 0 | 0 | 0 | 0 | 0 | 0 | 0 | 0 | 0 | 0 | 0 | 0 | 0 | 0 | 0 | 0 | 0 | 0 | 0 | 0 | 0 | 0 | 0 | 0 | 0 | 0 | 0 | 0 | 0 | 0 | 0 | 0 | 0 | 0 | 0
| 0 | 0 | HPS5 | 4138 | 0 | 4138 | 0 | 0 | 0 | 0 | 0 | 0 | 0 | 0 | 0 | 0 | 0 | 0 | 0 | 0 | 0 | 0 | 0 | 0 | 0 | 0 | 0 | 0 | 0 | 0 | 0 | 0 | 0 | 0 | 0 | 0 | 0 | 0 | 0 | 0 | 0 | 0 | 0 | 0 | 0
| 0 | 0 | HPS5 | 4138 | 0 | 4138 | 0 | 0 | 0 | 0 | 0 | 0 | 0 | 0 | 0 | 0 | 0 | 0 | 0 | 0 | 0 | 0 | 0 | 0 | 0 | 0 | 0 | 0 | 0 | 0 | 0 | 0 | 0 | 0 | 0 | 0 | 0 | 0 | 0 | 0 | 0 | 0 | 0 | 0 | 0
CDO | 70 | 79 | CDO | 4138 | 326902 | 4138 | 326902 | 0 | 0 | 0 | 0 | 0 | 0 | 0 | 0 | 0 | 0 | 0 | 0 | 0 | 0 | 0 | 0 | 0 | 0 | 0 | 0 | 0 | 0 | 0 | 0 | 0 | 0 | 0 | 0 | 0 | 0 | 0 | 0 | 0 | 0 | 0 | 0 | 0 | 0
| 100 | 114 | CDO | 4138 | 471732 | 4138 | 471732 | 0 | 0 | 0 | 0 | 0 | 0 | 0 | 0 | 0 | 0 | 0 | 0 | 0 | 0 | 0 | 0 | 0 | 0 | 0 | 0 | 0 | 0 | 0 | 0 | 0 | 0 | 0 | 0 | 0 | 0 | 0 | 0 | 0 | 0 | 0 | 0 | 0 | 0
| 150 | 190 | CDO | 4138 | 786220 | 4138 | 786220 | 0 | 0 | 0 | 0 | 0 | 0 | 0 | 0 | 0 | 0 | 0 | 0 | 0 | 0 | 0 | 0 | 0 | 0 | 0 | 0 | 0 | 0 | 0 | 0 | 0 | 0 | 0 | 0 | 0 | 0 | 0 | 0 | 0 | 0 | 0 | 0 | 0 | 0
| 250 | 301 | CDO | 4138 | 1245538 | 4138 | 1245538 | 0 | 0 | 0 | 0 | 0 | 0 | 0 | 0 | 0 | 0 | 0 | 0 | 0 | 0 | 0 | 0 | 0 | 0 | 0 | 0 | 0 | 0 | 0 | 0 | 0 | 0 | 0 | 0 | 0 | 0 | 0 | 0 | 0 | 0 | 0 | 0 | 0 | 0
| 70 | 79 | CDO | 4138 | 326902 | 4138 | 326902 | 0 | 0 | 0 | 0 | 0 | 0 | 0 | 0 | 0 | 0 | 0 | 0 | 0 | 0 | 0 | 0 | 0 | 0 | 0 | 0 | 0 | 0 | 0 | 0 | 0 | 0 | 0 | 0 | 0 | 0 | 0 | 0 | 0 | 0 | 0 | 0 | 0 | 0
| 100 | 106 | CDO | 4138 | 438628 | 4138 | 438628 | 0 | 0 | 0 | 0 | 0 | 0 | 0 | 0 | 0 | 0 | 0 | 0 | 0 | 0 | 0 | 0 | 0 | 0 | 0 | 0 | 0 | 0 | 0 | 0 | 0 | 0 | 0 | 0 | 0 | 0 | 0 | 0 | 0 | 0 | 0 | 0 | 0 | 0
| 150 | 158 | CDO | 4138 | 653804 | 4138 | 653804 | 0 | 0 | 0 | 0 | 0 | 0 | 0 | 0 | 0 | 0 | 0 | 0 | 0 | 0 | 0 | 0 | 0 | 0 | 0 | 0 | 0 | 0 | 0 | 0 | 0 | 0 | 0 | 0 | 0 | 0 | 0 | 0 | 0 | 0 | 0 | 0 | 0 | 0
| 250 | 267 | CDO | 4138 | 1104846 | 4138 | 1104846 | 0 | 0 | 0 | 0 | 0 | 0 | 0 | 0 | 0 | 0 | 0 | 0 | 0 | 0 | 0 | 0 | 0 | 0 | 0 | 0 | 0 | 0 | 0 | 0 | 0 | 0 | 0 | 0 | 0 | 0 | 0 | 0 | 0 | 0 | 0 | 0 | 0 | 0
MH | 50 | 57 | MH | 4138 | 235866 | 4138 | 235866 | 0 | 0 | 0 | 0 | 0 | 0 | 0 | 0 | 0 | 0 | 0 | 0 | 0 | 0 | 0 | 0 | 0 | 0 | 0 | 0 | 0 | 0 | 0 | 0 | 0 | 0 | 0 | 0 | 0 | 0 | 0 | 0 | 0 | 0 | 0 | 0 | 0 | 0
| 70 | 76 | MH | 4138 | 314488 | 4138 | 314488 | 0 | 0 | 0 | 0 | 0 | 0 | 0 | 0 | 0 | 0 | 0 | 0 | 0 | 0 | 0 | 0 | 0 | 0 | 0 | 0 | 0 | 0 | 0 | 0 | 0 | 0 | 0 | 0 | 0 | 0 | 0 | 0 | 0 | 0 | 0 | 0 | 0 | 0
| 100 | 114 | MH | 4138 | 471732 | 4138 | 471732 | 0 | 0 | 0 | 0 | 0 | 0 | 0 | 0 | 0 | 0 | 0 | 0 | 0 | 0 | 0 | 0 | 0 | 0 | 0 | 0 | 0 | 0 | 0 | 0 | 0 | 0 | 0 | 0 | 0 | 0 | 0 | 0 | 0 | 0 | 0 | 0 | 0 | 0
| 150 | 163 | MH | 4138 | 674494 | 4138 | 674494 | 0 | 0 | 0 | 0 | 0 | 0 | 0 | 0 | 0 | 0 | 0 | 0 | 0 | 0 | 0 | 0 | 0 | 0 | 0 | 0 | 0 | 0 | 0 | 0 | 0 | 0 | 0 | 0 | 0 | 0 | 0 | 0 | 0 | 0 | 0 | 0 | 0 | 0
| 250 | 261 | MH | 4138 | 1080018 | 4138 | 1080018 | 0 | 0 | 0 | 0 | 0 | 0 | 0 | 0 | 0 | 0 | 0 | 0 | 0 | 0 | 0 | 0 | 0 | 0 | 0 | 0 | 0 | 0 | 0 | 0 | 0 | 0 | 0 | 0 | 0 | 0 | 0 | 0 | 0 | 0 | 0 | 0 | 0 | 0
| 400 | 424 | MH | 4138 | 1754512 | 4138 | 1754512 | 0 | 0 | 0 | 0 | 0 | 0 | 0 | 0 | 0 | 0 | 0 | 0 | 0 | 0 | 0 | 0 | 0 | 0 | 0 | 0 | 0 | 0 | 0 | 0 | 0 | 0 | 0 | 0 | 0 | 0 | 0 | 0 | 0 | 0 | 0 | 0 | 0 | 0
| 0 | 0 | MH | 4138 | 0 | 4138 | 0 | 0 | 0 | 0 | 0 | 0 | 0 | 0 | 0 | 0 | 0 | 0 | 0 | 0 | 0 | 0 | 0 | 0 | 0 | 0 | 0 | 0 | 0 | 0 | 0 | 0 | 0 | 0 | 0 | 0 | 0 | 0 | 0 | 0 | 0 | 0 | 0 | 0 | 0
| 0 | 0 | MH | 4138 | 0 | 4138 | 0 | 0 | 0 | 0 | 0 | 0 | 0 | 0 | 0 | 0 | 0 | 0 | 0 | 0 | 0 | 0 | 0 | 0 | 0 | 0 | 0 | 0 | 0 | 0 | 0 | 0 | 0 | 0 | 0 | 0 | 0 | 0 | 0 | 0 | 0 | 0 | 0 | 0 | 0
MH | 70 | 89 | MH | 4138 | 368282 | 4138 | 368282 | 0 | 0 | 0 | 0 | 0 | 0 | 0 | 0 | 0 | 0 | 0 | 0 | 0 | 0 | 0 | 0 | 0 | 0 | 0 | 0 | 0 | 0 | 0 | 0 | 0 | 0 | 0 | 0 | 0 | 0 | 0 | 0 | 0 | 0 | 0 | 0 | 0 | 0
| 100 | 118 | MH | 4138 | 488284 | 4138 | 488284 | 0 | 0 | 0 | 0 | 0 | 0 | 0 | 0 | 0 | 0 | 0 | 0 | 0 | 0 | 0 | 0 | 0 | 0 | 0 | 0 | 0 | 0 | 0 | 0 | 0 | 0 | 0 | 0 | 0 | 0 | 0 | 0 | 0 | 0 | 0 | 0 | 0 | 0
| 150 | 179 | MH | 4138 | 740702 | 4138 | 740702 | 0 | 0 | 0 | 0 | 0 | 0 | 0 | 0 | 0 | 0 | 0 | 0 | 0 | 0 | 0 | 0 | 0 | 0 | 0 | 0 | 0 | 0 | 0 | 0 | 0 | 0 | 0 | 0 | 0 | 0 | 0 | 0 | 0 | 0 | 0 | 0 | 0 | 0
| 250 | 301 | MH | 4138 | 1245538 | 4138 | 1245538 | 0 | 0 | 0 | 0 | 0 | 0 | 0 | 0 | 0 | 0 | 0 | 0 | 0 | 0 | 0 | 0 | 0 | 0 | 0 | 0 | 0 | 0 | 0 | 0 | 0 | 0 | 0 | 0 | 0 | 0 | 0 | 0 | 0 | 0 | 0 | 0 | 0 | 0
| 400 | 471 | MH | 4138 | 1948998 | 4138 | 1948998 | 0 | 0 | 0 | 0 | 0 | 0 | 0 | 0 | 0 | 0 | 0 | 0 | 0 | 0 | 0 | 0 | 0 | 0 | 0 | 0 | 0 | 0 | 0 | 0 | 0 | 0 | 0 | 0 | 0 | 0 | 0 | 0 | 0 | 0 | 0 | 0 | 0 | 0
| 0 | 0 | MH | 4138 | 0 | 4138 | 0 | 0 | 0 | 0 | 0 | 0 | 0 | 0 | 0 | 0 | 0 | 0 | 0 | 0 | 0 | 0 | 0 | 0 | 0 | 0 | 0 | 0 | 0 | 0 | 0 | 0 | 0 | 0 | 0 | 0 | 0 | 0 | 0 | 0 | 0 | 0 | 0 | 0 | 0
| 0 | 0 | MH | 4138 | 0 | 4138 | 0 | 0 | 0 | 0 | 0 | 0 | 0 | 0 | 0 | 0 | 0 | 0 | 0 | 0 | 0 | 0 | 0 | 0 | 0 | 0 | 0 | 0 | 0 | 0 | 0 | 0 | 0 | 0 | 0 | 0 | 0 | 0 | 0 | 0 | 0 | 0 | 0 | 0 | 0
| 0 | 0 | MH | 4138 | 0 | 4138 | 0 | 0 | 0 | 0 | 0 | 0 | 0 | 0 | 0 | 0 | 0 | 0 | 0 | 0 | 0 | 0 | 0 | 0 | 0 | 0 | 0 | 0 | 0 | 0 | 0 | 0 | 0 | 0 | 0 | 0 | 0 | 0 | 0 | 0 | 0 | 0 | 0 | 0 | 0
CMH | 35 | 47 | MH | 4138 | 194486 | 4138 | 194486 | 0 | 0 | 0 | 0 | 0 | 0 | 0 | 0 | 0 | 0 | 0 | 0 | 0 | 0 | 0 | 0 | 0 | 0 | 0 | 0 | 0 | 0 | 0 | 0 | 0 | 0 | 0 | 0 | 0 | 0 | 0 | 0 | 0 | 0 | 0 | 0 | 0 | 0
| 70 | 86 | MH | 4138 | 355868 | 4138 | 355868 | 0 | 0 | 0 | 0 | 0 | 0 | 0 | 0 | 0 | 0 | 0 | 0 | 0 | 0 | 0 | 0 | 0 | 0 | 0 | 0 | 0 | 0 | 0 | 0 | 0 | 0 | 0 | 0 | 0 | 0 | 0 | 0 | 0 | 0 | 0 | 0 | 0 | 0
| 150 | 167 | MH | 4138 | 691046 | 4138 | 691046 | 0 | 0 | 0 | 0 | 0 | 0 | 0 | 0 | 0 | 0 | 0 | 0 | 0 | 0 | 0 | 0 | 0 | 0 | 0 | 0 | 0 | 0 | 0 | 0 | 0 | 0 | 0 | 0 | 0 | 0 | 0 | 0 | 0 | 0 | 0 | 0 | 0 | 0
| 210 | 225 | MH | 4138 | 931050 | 4138 | 931050 | 0 | 0 | 0 | 0 | 0 | 0 | 0 | 0 | 0 | 0 | 0 | 0 | 0 | 0 | 0 | 0 | 0 | 0 | 0 | 0 | 0 | 0 | 0 | 0 | 0 | 0 | 0 | 0 | 0 | 0 | 0 | 0 | 0 | 0 | 0 | 0 | 0 | 0
| 0 | 0 | MH | 4138 | 0 | 4138 | 0 | 0 | 0 | 0 | 0 | 0 | 0 | 0 | 0 | 0 | 0 | 0 | 0 | 0 | 0 | 0 | 0 | 0 | 0 | 0 | 0 | 0 | 0 | 0 | 0 | 0 | 0 | 0 | 0 | 0 | 0 | 0 | 0 | 0 | 0 | 0 | 0 | 0 | 0
| 0 | 0 | MH | 4138 | 0 | 4138 | 0 | 0 | 0 | 0 | 0 | 0 | 0 | 0 | 0 | 0 | 0 | 0 | 0 | 0 | 0 | 0 | 0 | 0 | 0 | 0 | 0 | 0 | 0 | 0 | 0 | 0 | 0 | 0 | 0 | 0 | 0 | 0 | 0 | 0 | 0 | 0 | 0 | 0 | 0
| 0 | 0 | MH | 4138 | 0 | 4138 | 0 | 0 | 0 | 0 | 0 | 0 | 0 | 0 | 0 | 0 | 0 | 0 | 0 | 0 | 0 | 0 | 0 | 0 | 0 | 0 | 0 | 0 | 0 | 0 | 0 | 0 | 0 | 0 | 0 | 0 | 0 | 0 | 0 | 0 | 0 | 0 | 0 | 0 | 0
| 0 | 0 | MH | 4138 | 0 | 4138 | 0 | 0 | 0 | 0 | 0 | 0 | 0 | 0 | 0 | 0 | 0 | 0 | 0 | 0 | 0 | 0 | 0 | 0 | 0 | 0 | 0 | 0 | 0 | 0 | 0 | 0 | 0 | 0 | 0 | 0 | 0 | 0 | 0 | 0 | 0 | 0 | 0 | 0 | 0
CPO | 45 | 50 | CPO | 4138 | 206900 | 4138 | 206900 | 0 | 0 | 0 | 0 | 0 | 0 | 0 | 0 | 0 | 0 | 0 | 0 | 0 | 0 | 0 | 0 | 0 | 0 | 0 | 0 | 0 | 0 | 0 | 0 | 0 | 0 | 0 | 0 | 0 | 0 | 0 | 0 | 0 | 0 | 0 | 0 | 0 | 0
| 60 | 66 | CPO | 4138 | 273108 | 4138 | 273108 | 0 | 0 | 0 | 0 | 0 | 0 | 0 | 0 | 0 | 0 | 0 | 0 | 0 | 0 | 0 | 0 | 0 | 0 | 0 | 0 | 0 | 0 | 0 | 0 | 0 | 0 | 0 | 0 | 0 | 0 | 0 | 0 | 0 | 0 | 0 | 0 | 0 | 0
| 90 | 98 | CPO | 4138 | 405524 | 4138 | 405524 | 0 | 0 | 0 | 0 | 0 | 0 | 0 | 0 | 0 | 0 | 0 | 0 | 0 | 0 | 0 | 0 | 0 | 0 | 0 | 0 | 0 | 0 | 0 | 0 | 0 | 0 | 0 | 0 | 0 | 0 | 0 | 0 | 0 | 0 | 0 | 0 | 0 | 0
| 140 | 153 | CPO | 4138 | 633114 | 4138 | 633114 | 0 | 0 | 0 | 0 | 0 | 0 | 0 | 0 | 0 | 0 | 0 | 0 | 0 | 0 | 0 | 0 | 0 | 0 | 0 | 0 | 0 | 0 | 0 | 0 | 0 | 0 | 0 | 0 | 0 | 0 | 0 | 0 | 0 | 0 | 0 | 0 | 0 | 0
| 0 | 0 |  | 4138 | 0 | 4138 | 0 | 0 | 0 | 0 | 0 | 0 | 0 | 0 | 0 | 0 | 0 | 0 | 0 | 0 | 0 | 0 | 0 | 0 | 0 | 0 | 0 | 0 | 0 | 0 | 0 | 0 | 0 | 0 | 0 | 0 | 0 | 0 | 0 | 0 | 0 | 0 | 0 | 0 | 0
| 0 | 0 |  | 4138 | 0 | 4138 | 0 | 0 | 0 | 0 | 0 | 0 | 0 | 0 | 0 | 0 | 0 | 0 | 0 | 0 | 0 | 0 | 0 | 0 | 0 | 0 | 0 | 0 | 0 | 0 | 0 | 0 | 0 | 0 | 0 | 0 | 0 | 0 | 0 | 0 | 0 | 0 | 0 | 0 | 0
| 0 | 0 |  | 4138 | 0 | 4138 | 0 | 0 | 0 | 0 | 0 | 0 | 0 | 0 | 0 | 0 | 0 | 0 | 0 | 0 | 0 | 0 | 0 | 0 | 0 | 0 | 0 | 0 | 0 | 0 | 0 | 0 | 0 | 0 | 0 | 0 | 0 | 0 | 0 | 0 | 0 | 0 | 0 | 0 | 0
| 0 | 0 |  | 4138 | 0 | 4138 | 0 | 0 | 0 | 0 | 0 | 0 | 0 | 0 | 0 | 0 | 0 | 0 | 0 | 0 | 0 | 0 | 0 | 0 | 0 | 0 | 0 | 0 | 0 | 0 | 0 | 0 | 0 | 0 | 0 | 0 | 0 | 0 | 0 | 0 | 0 | 0 | 0 | 0 | 0
| 0 | 0 |  | 4138 | 0 | 4138 | 0 | 0 | 0 | 0 | 0 | 0 | 0 | 0 | 0 | 0 | 0 | 0 | 0 | 0 | 0 | 0 | 0 | 0 | 0 | 0 | 0 | 0 | 0 | 0 | 0 | 0 | 0 | 0 | 0 | 0 | 0 | 0 | 0 | 0 | 0 | 0 | 0 | 0 | 0
| 0 | 0 |  | 4138 | 0 | 4138 | 0 | 0 | 0 | 0 | 0 | 0 | 0 | 0 | 0 | 0 | 0 | 0 | 0 | 0 | 0 | 0 | 0 | 0 | 0 | 0 | 0 | 0 | 0 | 0 | 0 | 0 | 0 | 0 | 0 | 0 | 0 | 0 | 0 | 0 | 0 | 0 | 0 | 0 | 0
| 0 | 0 |  | 4138 | 0 | 4138 | 0 | 0 | 0 | 0 | 0 | 0 | 0 | 0 | 0 | 0 | 0 | 0 | 0 | 0 | 0 | 0 | 0 | 0 | 0 | 0 | 0 | 0 | 0 | 0 | 0 | 0 | 0 | 0 | 0 | 0 | 0 | 0 | 0 | 0 | 0 | 0 | 0 | 0 | 0
CLPM | 36 | 36 | LPM | 4138 | 148968 | 4138 | 148968 | 0 | 0 | 0 | 0 | 0 | 0 | 0 | 0 | 0 | 0 | 0 | 0 | 0 | 0 | 0 | 0 | 0 | 0 | 0 | 0 | 0 | 0 | 0 | 0 | 0 | 0 | 0 | 0 | 0 | 0 | 0 | 0 | 0 | 0 | 0 | 0 | 0 | 0
| 40 | 45 | LPM | 4138 | 186210 | 4138 | 186210 | 0 | 0 | 0 | 0 | 0 | 0 | 0 | 0 | 0 | 0 | 0 | 0 | 0 | 0 | 0 | 0 | 0 | 0 | 0 | 0 | 0 | 0 | 0 | 0 | 0 | 0 | 0 | 0 | 0 | 0 | 0 | 0 | 0 | 0 | 0 | 0 | 0 | 0
| 55 | 62 | LPM | 4138 | 256556 | 4138 | 256556 | 0 | 0 | 0 | 0 | 0 | 0 | 0 | 0 | 0 | 0 | 0 | 0 | 0 | 0 | 0 | 0 | 0 | 0 | 0 | 0 | 0 | 0 | 0 | 0 | 0 | 0 | 0 | 0 | 0 | 0 | 0 | 0 | 0 | 0 | 0 | 0 | 0 | 0
| 0 | 0 | LPM | 4138 | 0 | 4138 | 0 | 0 | 0 | 0 | 0 | 0 | 0 | 0 | 0 | 0 | 0 | 0 | 0 | 0 | 0 | 0 | 0 | 0 | 0 | 0 | 0 | 0 | 0 | 0 | 0 | 0 | 0 | 0 | 0 | 0 | 0 | 0 | 0 | 0 | 0 | 0 | 0 | 0 | 0
CLPM | 36 | 44 | LPM | 4138 | 182072 | 4138 | 182072 | 0 | 0 | 0 | 0 | 0 | 0 | 0 | 0 | 0 | 0 | 0 | 0 | 0 | 0 | 0 | 0 | 0 | 0 | 0 | 0 | 0 | 0 | 0 | 0 | 0 | 0 | 0 | 0 | 0 | 0 | 0 | 0 | 0 | 0 | 0 | 0 | 0 | 0
| 40 | 45 | LPM | 4138 | 186210 | 4138 | 186210 | 0 | 0 | 0 | 0 | 0 | 0 | 0 | 0 | 0 | 0 | 0 | 0 | 0 | 0 | 0 | 0 | 0 | 0 | 0 | 0 | 0 | 0 | 0 | 0 | 0 | 0 | 0 | 0 | 0 | 0 | 0 | 0 | 0 | 0 | 0 | 0 | 0 | 0
| 0 | 0 | LPM | 4138 | 0 | 4138 | 0 | 0 | 0 | 0 | 0 | 0 | 0 | 0 | 0 | 0 | 0 | 0 | 0 | 0 | 0 | 0 | 0 | 0 | 0 | 0 | 0 | 0 | 0 | 0 | 0 | 0 | 0 | 0 | 0 | 0 | 0 | 0 | 0 | 0 | 0 | 0 | 0 | 0 | 0
| 0 | 0 | LPM | 4138 | 0 | 4138 | 0 | 0 | 0 | 0 | 0 | 0 | 0 | 0 | 0 | 0 | 0 | 0 | 0 | 0 | 0 | 0 | 0 | 0 | 0 | 0 | 0 | 0 | 0 | 0 | 0 | 0 | 0 | 0 | 0 | 0 | 0 | 0 | 0 | 0 | 0 | 0 | 0 | 0 | 0
Retained Lamps - Summary |  |  |  | Year |  | Year |  | 0 | 2012 | 2013 | 2014 | 2015 | 2016 | 2017 | 2018 | 2019 | 2020 | 2021 | 2022 | 2023 | 2024 | 2025 | 2026 | 2027 | 2028 | 2029 | 2030 | 2031 | 2032 | 2033 | 2034 | 2035 | 2036 | 2037 | 2038 | 2039 | 2040 | 2041 | 2042 | 2043 | 2044 | 2045 | 2046 | 2047 | 2048
LPS | [7 empty] | 8000 | 8000 | 8000 | 8000 | 3000 | 3000 | 3000 | 3000 | 3000 | 3000 | 3000 | 3000 | 3000 | 3000 | 3000 | 3000 | 3000 | 3000 | 3000 | 3000 | 3000 | 3000 | 3000 | 3000 | 3000 | 3000 | 3000 | 3000 | 3000 | 3000 | 3000 | 3000 | 3000 | 3000 | 3000 | 3000 | 3000 | 3000
HPS6 | [7 empty] | 0 | 0 | 0 | 0 | 0 | 0 | 0 | 0 | 0 | 0 | 0 | 0 | 0 | 0 | 0 | 0 | 0 | 0 | 0 | 0 | 0 | 0 | 0 | 0 | 0 | 0 | 0 | 0 | 0 | 0 | 0 | 0 | 0 | 0 | 0 | 0 | 0 | 0
HPS5 | [7 empty] | 2000 | 2000 | 2000 | 2000 | 1000 | 1000 | 1000 | 1000 | 1000 | 1000 | 1000 | 1000 | 1000 | 1000 | 1000 | 1000 | 1000 | 1000 | 1000 | 1000 | 1000 | 1000 | 1000 | 1000 | 1000 | 1000 | 1000 | 1000 | 1000 | 1000 | 1000 | 1000 | 1000 | 1000 | 1000 | 1000 | 1000 | 1000
CDO | [7 empty] | 0 | 0 | 0 | 0 | 0 | 0 | 0 | 0 | 0 | 0 | 0 | 0 | 0 | 0 | 0 | 0 | 0 | 0 | 0 | 0 | 0 | 0 | 0 | 0 | 0 | 0 | 0 | 0 | 0 | 0 | 0 | 0 | 0 | 0 | 0 | 0 | 0 | 0
MH | [7 empty] | 0 | 0 | 0 | 0 | 0 | 0 | 0 | 0 | 0 | 0 | 0 | 0 | 0 | 0 | 0 | 0 | 0 | 0 | 0 | 0 | 0 | 0 | 0 | 0 | 0 | 0 | 0 | 0 | 0 | 0 | 0 | 0 | 0 | 0 | 0 | 0 | 0 | 0
CPO | [7 empty] | 0 | 0 | 0 | 0 | 0 | 0 | 0 | 0 | 0 | 0 | 0 | 0 | 0 | 0 | 0 | 0 | 0 | 0 | 0 | 0 | 0 | 0 | 0 | 0 | 0 | 0 | 0 | 0 | 0 | 0 | 0 | 0 | 0 | 0 | 0 | 0 | 0 | 0
LPM | [7 empty] | 0 | 0 | 0 | 0 | 0 | 0 | 0 | 0 | 0 | 0 | 0 | 0 | 0 | 0 | 0 | 0 | 0 | 0 | 0 | 0 | 0 | 0 | 0 | 0 | 0 | 0 | 0 | 0 | 0 | 0 | 0 | 0 | 0 | 0 | 0 | 0 | 0 | 0
NULL | [7 empty] | 0 | 0 | 0 | 0 | 0 | 0 | 0 | 0 | 0 | 0 | 0 | 0 | 0 | 0 | 0 | 0 | 0 | 0 | 0 | 0 | 0 | 0 | 0 | 0 | 0 | 0 | 0 | 0 | 0 | 0 | 0 | 0 | 0 | 0 | 0 | 0 | 0 | 0
Removed Lamps - NON CUMULATIVE | [7 empty] | 0: Year
[8 empty] | 0 | 2012 | 2013 | 2014 | 2015 | 2016 | 2017 | 2018 | 2019 | 2020 | 2021 | 2022 | 2023 | 2024 | 2025 | 2026 | 2027 | 2028 | 2029 | 2030 | 2031 | 2032 | 2033 | 2034 | 2035 | 2036 | 2037 | 2038 | 2039 | 2040 | 2041 | 2042 | 2043 | 2044 | 2045 | 2046 | 2047 | 2048
Type | Wattage (W) | Circuit W
LPS | 35 | 58 | LPS |  |  |  |  | 0 | 0 | 0 | 0 | 0 | 0 | 0 | 0 | 0 | 0 | 0 | 0 | 0 | 0 | 0 | 0 | 0 | 0 | 0 | 0 | 0 | 0 | 0 | 0 | 0 | 0 | 0 | 0 | 0 | 0 | 0 | 0 | 0 | 0 | 0 | 0 | 0 | 0
| 55 | 74 | LPS |  |  |  |  | 0 | 0 | 0 | 0 | 500 | 0 | 0 | 0 | 0 | 0 | 0 | 0 | 0 | 0 | 0 | 0 | 0 | 0 | 0 | 0 | 0 | 0 | 0 | 0 | 0 | 0 | 0 | 0 | 0 | 0 | 0 | 0 | 0 | 0 | 0 | 0 | 0 | 0
| 90 | 122 | LPS |  |  |  |  | 0 | 0 | 0 | 0 | 3000 | 0 | 0 | 0 | 0 | 0 | 0 | 0 | 0 | 0 | 0 | 0 | 0 | 0 | 0 | 0 | 0 | 0 | 0 | 0 | 0 | 0 | 0 | 0 | 0 | 0 | 0 | 0 | 0 | 0 | 0 | 0 | 0 | 0
| 135 | 178 | LPS |  |  |  |  | 0 | 0 | 0 | 0 | 0 | 0 | 0 | 0 | 0 | 0 | 0 | 0 | 0 | 0 | 0 | 0 | 0 | 0 | 0 | 0 | 0 | 0 | 0 | 0 | 0 | 0 | 0 | 0 | 0 | 0 | 0 | 0 | 0 | 0 | 0 | 0 | 0 | 0
| 180 | 223 | LPS |  |  |  |  | 0 | 0 | 0 | 0 | 0 | 0 | 0 | 0 | 0 | 0 | 0 | 0 | 0 | 0 | 0 | 0 | 0 | 0 | 0 | 0 | 0 | 0 | 0 | 0 | 0 | 0 | 0 | 0 | 0 | 0 | 0 | 0 | 0 | 0 | 0 | 0 | 0 | 0
| 0 | 0 | LPS |  |  |  |  | 0 | 0 | 0 | 0 | 0 | 0 | 0 | 0 | 0 | 0 | 0 | 0 | 0 | 0 | 0 | 0 | 0 | 0 | 0 | 0 | 0 | 0 | 0 | 0 | 0 | 0 | 0 | 0 | 0 | 0 | 0 | 0 | 0 | 0 | 0 | 0 | 0 | 0
| 0 | 0 | LPS |  |  |  |  | 0 | 0 | 0 | 0 | 0 | 0 | 0 | 0 | 0 | 0 | 0 | 0 | 0 | 0 | 0 | 0 | 0 | 0 | 0 | 0 | 0 | 0 | 0 | 0 | 0 | 0 | 0 | 0 | 0 | 0 | 0 | 0 | 0 | 0 | 0 | 0 | 0 | 0
| 0 | 0 | LPS |  |  |  |  | 0 | 0 | 0 | 0 | 0 | 0 | 0 | 0 | 0 | 0 | 0 | 0 | 0 | 0 | 0 | 0 | 0 | 0 | 0 | 0 | 0 | 0 | 0 | 0 | 0 | 0 | 0 | 0 | 0 | 0 | 0 | 0 | 0 | 0 | 0 | 0 | 0 | 0
LPS | 55 | 77 | LPS |  |  |  |  | 0 | 0 | 0 | 0 | 0 | 0 | 0 | 0 | 0 | 0 | 0 | 0 | 0 | 0 | 0 | 0 | 0 | 0 | 0 | 0 | 0 | 0 | 0 | 0 | 0 | 0 | 0 | 0 | 0 | 0 | 0 | 0 | 0 | 0 | 0 | 0 | 0 | 0
| 90 | 130 | LPS |  |  |  |  | 0 | 0 | 0 | 0 | 1000 | 0 | 0 | 0 | 0 | 0 | 0 | 0 | 0 | 0 | 0 | 0 | 0 | 0 | 0 | 0 | 0 | 0 | 0 | 0 | 0 | 0 | 0 | 0 | 0 | 0 | 0 | 0 | 0 | 0 | 0 | 0 | 0 | 0
| 135 | 190 | LPS |  |  |  |  | 0 | 0 | 0 | 0 | 500 | 0 | 0 | 0 | 0 | 0 | 0 | 0 | 0 | 0 | 0 | 0 | 0 | 0 | 0 | 0 | 0 | 0 | 0 | 0 | 0 | 0 | 0 | 0 | 0 | 0 | 0 | 0 | 0 | 0 | 0 | 0 | 0 | 0
| 180 | 223 | LPS |  |  |  |  | 0 | 0 | 0 | 0 | 0 | 0 | 0 | 0 | 0 | 0 | 0 | 0 | 0 | 0 | 0 | 0 | 0 | 0 | 0 | 0 | 0 | 0 | 0 | 0 | 0 | 0 | 0 | 0 | 0 | 0 | 0 | 0 | 0 | 0 | 0 | 0 | 0 | 0
| 0 | 0 | LPS |  |  |  |  | 0 | 0 | 0 | 0 | 0 | 0 | 0 | 0 | 0 | 0 | 0 | 0 | 0 | 0 | 0 | 0 | 0 | 0 | 0 | 0 | 0 | 0 | 0 | 0 | 0 | 0 | 0 | 0 | 0 | 0 | 0 | 0 | 0 | 0 | 0 | 0 | 0 | 0
| 0 | 0 | LPS |  |  |  |  | 0 | 0 | 0 | 0 | 0 | 0 | 0 | 0 | 0 | 0 | 0 | 0 | 0 | 0 | 0 | 0 | 0 | 0 | 0 | 0 | 0 | 0 | 0 | 0 | 0 | 0 | 0 | 0 | 0 | 0 | 0 | 0 | 0 | 0 | 0 | 0 | 0 | 0
| 0 | 0 | LPS |  |  |  |  | 0 | 0 | 0 | 0 | 0 | 0 | 0 | 0 | 0 | 0 | 0 | 0 | 0 | 0 | 0 | 0 | 0 | 0 | 0 | 0 | 0 | 0 | 0 | 0 | 0 | 0 | 0 | 0 | 0 | 0 | 0 | 0 | 0 | 0 | 0 | 0 | 0 | 0
| 0 | 0 | LPS |  |  |  |  | 0 | 0 | 0 | 0 | 0 | 0 | 0 | 0 | 0 | 0 | 0 | 0 | 0 | 0 | 0 | 0 | 0 | 0 | 0 | 0 | 0 | 0 | 0 | 0 | 0 | 0 | 0 | 0 | 0 | 0 | 0 | 0 | 0 | 0 | 0 | 0 | 0 | 0
HPS | 50 | 57 | HPS6 |  |  |  |  | 0 | 0 | 0 | 0 | 0 | 0 | 0 | 0 | 0 | 0 | 0 | 0 | 0 | 0 | 0 | 0 | 0 | 0 | 0 | 0 | 0 | 0 | 0 | 0 | 0 | 0 | 0 | 0 | 0 | 0 | 0 | 0 | 0 | 0 | 0 | 0 | 0 | 0
| 70 | 77 | HPS6 |  |  |  |  | 0 | 0 | 0 | 0 | 0 | 0 | 0 | 0 | 0 | 0 | 0 | 0 | 0 | 0 | 0 | 0 | 0 | 0 | 0 | 0 | 0 | 0 | 0 | 0 | 0 | 0 | 0 | 0 | 0 | 0 | 0 | 0 | 0 | 0 | 0 | 0 | 0 | 0
| 100 | 105 | HPS6 |  |  |  |  | 0 | 0 | 0 | 0 | 0 | 0 | 0 | 0 | 0 | 0 | 0 | 0 | 0 | 0 | 0 | 0 | 0 | 0 | 0 | 0 | 0 | 0 | 0 | 0 | 0 | 0 | 0 | 0 | 0 | 0 | 0 | 0 | 0 | 0 | 0 | 0 | 0 | 0
| 150 | 159 | HPS6 |  |  |  |  | 0 | 0 | 0 | 0 | 0 | 0 | 0 | 0 | 0 | 0 | 0 | 0 | 0 | 0 | 0 | 0 | 0 | 0 | 0 | 0 | 0 | 0 | 0 | 0 | 0 | 0 | 0 | 0 | 0 | 0 | 0 | 0 | 0 | 0 | 0 | 0 | 0 | 0
| 250 | 267 | HPS6 |  |  |  |  | 0 | 0 | 0 | 0 | 0 | 0 | 0 | 0 | 0 | 0 | 0 | 0 | 0 | 0 | 0 | 0 | 0 | 0 | 0 | 0 | 0 | 0 | 0 | 0 | 0 | 0 | 0 | 0 | 0 | 0 | 0 | 0 | 0 | 0 | 0 | 0 | 0 | 0
| 400 | 434 | HPS6 |  |  |  |  | 0 | 0 | 0 | 0 | 0 | 0 | 0 | 0 | 0 | 0 | 0 | 0 | 0 | 0 | 0 | 0 | 0 | 0 | 0 | 0 | 0 | 0 | 0 | 0 | 0 | 0 | 0 | 0 | 0 | 0 | 0 | 0 | 0 | 0 | 0 | 0 | 0 | 0
| 0 | 0 | HPS6 |  |  |  |  | 0 | 0 | 0 | 0 | 0 | 0 | 0 | 0 | 0 | 0 | 0 | 0 | 0 | 0 | 0 | 0 | 0 | 0 | 0 | 0 | 0 | 0 | 0 | 0 | 0 | 0 | 0 | 0 | 0 | 0 | 0 | 0 | 0 | 0 | 0 | 0 | 0 | 0
| 0 | 0 | HPS6 |  |  |  |  | 0 | 0 | 0 | 0 | 0 | 0 | 0 | 0 | 0 | 0 | 0 | 0 | 0 | 0 | 0 | 0 | 0 | 0 | 0 | 0 | 0 | 0 | 0 | 0 | 0 | 0 | 0 | 0 | 0 | 0 | 0 | 0 | 0 | 0 | 0 | 0 | 0 | 0
HPS | 50 | 62 | HPS5 |  |  |  |  | 0 | 0 | 0 | 0 | 0 | 0 | 0 | 0 | 0 | 0 | 0 | 0 | 0 | 0 | 0 | 0 | 0 | 0 | 0 | 0 | 0 | 0 | 0 | 0 | 0 | 0 | 0 | 0 | 0 | 0 | 0 | 0 | 0 | 0 | 0 | 0 | 0 | 0
| 70 | 79 | HPS5 |  |  |  |  | 0 | 0 | 0 | 0 | 0 | 0 | 0 | 0 | 0 | 0 | 0 | 0 | 0 | 0 | 0 | 0 | 0 | 0 | 0 | 0 | 0 | 0 | 0 | 0 | 0 | 0 | 0 | 0 | 0 | 0 | 0 | 0 | 0 | 0 | 0 | 0 | 0 | 0
| 100 | 114 | HPS5 |  |  |  |  | 0 | 0 | 0 | 0 | 1000 | 0 | 0 | 0 | 0 | 0 | 0 | 0 | 0 | 0 | 0 | 0 | 0 | 0 | 0 | 0 | 0 | 0 | 0 | 0 | 0 | 0 | 0 | 0 | 0 | 0 | 0 | 0 | 0 | 0 | 0 | 0 | 0 | 0
| 150 | 190 | HPS5 |  |  |  |  | 0 | 0 | 0 | 0 | 0 | 0 | 0 | 0 | 0 | 0 | 0 | 0 | 0 | 0 | 0 | 0 | 0 | 0 | 0 | 0 | 0 | 0 | 0 | 0 | 0 | 0 | 0 | 0 | 0 | 0 | 0 | 0 | 0 | 0 | 0 | 0 | 0 | 0
| 250 | 301 | HPS5 |  |  |  |  | 0 | 0 | 0 | 0 | 0 | 0 | 0 | 0 | 0 | 0 | 0 | 0 | 0 | 0 | 0 | 0 | 0 | 0 | 0 | 0 | 0 | 0 | 0 | 0 | 0 | 0 | 0 | 0 | 0 | 0 | 0 | 0 | 0 | 0 | 0 | 0 | 0 | 0
| 400 | 434 | HPS5 |  |  |  |  | 0 | 0 | 0 | 0 | 0 | 0 | 0 | 0 | 0 | 0 | 0 | 0 | 0 | 0 | 0 | 0 | 0 | 0 | 0 | 0 | 0 | 0 | 0 | 0 | 0 | 0 | 0 | 0 | 0 | 0 | 0 | 0 | 0 | 0 | 0 | 0 | 0 | 0
| 0 | 0 | HPS5 |  |  |  |  | 0 | 0 | 0 | 0 | 0 | 0 | 0 | 0 | 0 | 0 | 0 | 0 | 0 | 0 | 0 | 0 | 0 | 0 | 0 | 0 | 0 | 0 | 0 | 0 | 0 | 0 | 0 | 0 | 0 | 0 | 0 | 0 | 0 | 0 | 0 | 0 | 0 | 0
| 0 | 0 | HPS5 |  |  |  |  | 0 | 0 | 0 | 0 | 0 | 0 | 0 | 0 | 0 | 0 | 0 | 0 | 0 | 0 | 0 | 0 | 0 | 0 | 0 | 0 | 0 | 0 | 0 | 0 | 0 | 0 | 0 | 0 | 0 | 0 | 0 | 0 | 0 | 0 | 0 | 0 | 0 | 0
CDO | 70 | 79 | CDO |  |  |  |  | 0 | 0 | 0 | 0 | 0 | 0 | 0 | 0 | 0 | 0 | 0 | 0 | 0 | 0 | 0 | 0 | 0 | 0 | 0 | 0 | 0 | 0 | 0 | 0 | 0 | 0 | 0 | 0 | 0 | 0 | 0 | 0 | 0 | 0 | 0 | 0 | 0 | 0
| 100 | 114 | CDO |  |  |  |  | 0 | 0 | 0 | 0 | 0 | 0 | 0 | 0 | 0 | 0 | 0 | 0 | 0 | 0 | 0 | 0 | 0 | 0 | 0 | 0 | 0 | 0 | 0 | 0 | 0 | 0 | 0 | 0 | 0 | 0 | 0 | 0 | 0 | 0 | 0 | 0 | 0 | 0
| 150 | 190 | CDO |  |  |  |  | 0 | 0 | 0 | 0 | 0 | 0 | 0 | 0 | 0 | 0 | 0 | 0 | 0 | 0 | 0 | 0 | 0 | 0 | 0 | 0 | 0 | 0 | 0 | 0 | 0 | 0 | 0 | 0 | 0 | 0 | 0 | 0 | 0 | 0 | 0 | 0 | 0 | 0
| 250 | 301 | CDO |  |  |  |  | 0 | 0 | 0 | 0 | 0 | 0 | 0 | 0 | 0 | 0 | 0 | 0 | 0 | 0 | 0 | 0 | 0 | 0 | 0 | 0 | 0 | 0 | 0 | 0 | 0 | 0 | 0 | 0 | 0 | 0 | 0 | 0 | 0 | 0 | 0 | 0 | 0 | 0
| 70 | 79 | CDO |  |  |  |  | 0 | 0 | 0 | 0 | 0 | 0 | 0 | 0 | 0 | 0 | 0 | 0 | 0 | 0 | 0 | 0 | 0 | 0 | 0 | 0 | 0 | 0 | 0 | 0 | 0 | 0 | 0 | 0 | 0 | 0 | 0 | 0 | 0 | 0 | 0 | 0 | 0 | 0
| 100 | 106 | CDO |  |  |  |  | 0 | 0 | 0 | 0 | 0 | 0 | 0 | 0 | 0 | 0 | 0 | 0 | 0 | 0 | 0 | 0 | 0 | 0 | 0 | 0 | 0 | 0 | 0 | 0 | 0 | 0 | 0 | 0 | 0 | 0 | 0 | 0 | 0 | 0 | 0 | 0 | 0 | 0
| 150 | 158 | CDO |  |  |  |  | 0 | 0 | 0 | 0 | 0 | 0 | 0 | 0 | 0 | 0 | 0 | 0 | 0 | 0 | 0 | 0 | 0 | 0 | 0 | 0 | 0 | 0 | 0 | 0 | 0 | 0 | 0 | 0 | 0 | 0 | 0 | 0 | 0 | 0 | 0 | 0 | 0 | 0
| 250 | 267 | CDO |  |  |  |  | 0 | 0 | 0 | 0 | 0 | 0 | 0 | 0 | 0 | 0 | 0 | 0 | 0 | 0 | 0 | 0 | 0 | 0 | 0 | 0 | 0 | 0 | 0 | 0 | 0 | 0 | 0 | 0 | 0 | 0 | 0 | 0 | 0 | 0 | 0 | 0 | 0 | 0
MH | 50 | 57 | MH |  |  |  |  | 0 | 0 | 0 | 0 | 0 | 0 | 0 | 0 | 0 | 0 | 0 | 0 | 0 | 0 | 0 | 0 | 0 | 0 | 0 | 0 | 0 | 0 | 0 | 0 | 0 | 0 | 0 | 0 | 0 | 0 | 0 | 0 | 0 | 0 | 0 | 0 | 0 | 0
| 70 | 76 | MH |  |  |  |  | 0 | 0 | 0 | 0 | 0 | 0 | 0 | 0 | 0 | 0 | 0 | 0 | 0 | 0 | 0 | 0 | 0 | 0 | 0 | 0 | 0 | 0 | 0 | 0 | 0 | 0 | 0 | 0 | 0 | 0 | 0 | 0 | 0 | 0 | 0 | 0 | 0 | 0
| 100 | 114 | MH |  |  |  |  | 0 | 0 | 0 | 0 | 0 | 0 | 0 | 0 | 0 | 0 | 0 | 0 | 0 | 0 | 0 | 0 | 0 | 0 | 0 | 0 | 0 | 0 | 0 | 0 | 0 | 0 | 0 | 0 | 0 | 0 | 0 | 0 | 0 | 0 | 0 | 0 | 0 | 0
| 150 | 163 | MH |  |  |  |  | 0 | 0 | 0 | 0 | 0 | 0 | 0 | 0 | 0 | 0 | 0 | 0 | 0 | 0 | 0 | 0 | 0 | 0 | 0 | 0 | 0 | 0 | 0 | 0 | 0 | 0 | 0 | 0 | 0 | 0 | 0 | 0 | 0 | 0 | 0 | 0 | 0 | 0
| 250 | 261 | MH |  |  |  |  | 0 | 0 | 0 | 0 | 0 | 0 | 0 | 0 | 0 | 0 | 0 | 0 | 0 | 0 | 0 | 0 | 0 | 0 | 0 | 0 | 0 | 0 | 0 | 0 | 0 | 0 | 0 | 0 | 0 | 0 | 0 | 0 | 0 | 0 | 0 | 0 | 0 | 0
| 400 | 424 | MH |  |  |  |  | 0 | 0 | 0 | 0 | 0 | 0 | 0 | 0 | 0 | 0 | 0 | 0 | 0 | 0 | 0 | 0 | 0 | 0 | 0 | 0 | 0 | 0 | 0 | 0 | 0 | 0 | 0 | 0 | 0 | 0 | 0 | 0 | 0 | 0 | 0 | 0 | 0 | 0
| 0 | 0 | MH |  |  |  |  | 0 | 0 | 0 | 0 | 0 | 0 | 0 | 0 | 0 | 0 | 0 | 0 | 0 | 0 | 0 | 0 | 0 | 0 | 0 | 0 | 0 | 0 | 0 | 0 | 0 | 0 | 0 | 0 | 0 | 0 | 0 | 0 | 0 | 0 | 0 | 0 | 0 | 0
| 0 | 0 | MH |  |  |  |  | 0 | 0 | 0 | 0 | 0 | 0 | 0 | 0 | 0 | 0 | 0 | 0 | 0 | 0 | 0 | 0 | 0 | 0 | 0 | 0 | 0 | 0 | 0 | 0 | 0 | 0 | 0 | 0 | 0 | 0 | 0 | 0 | 0 | 0 | 0 | 0 | 0 | 0
MH | 70 | 89 | MH |  |  |  |  | 0 | 0 | 0 | 0 | 0 | 0 | 0 | 0 | 0 | 0 | 0 | 0 | 0 | 0 | 0 | 0 | 0 | 0 | 0 | 0 | 0 | 0 | 0 | 0 | 0 | 0 | 0 | 0 | 0 | 0 | 0 | 0 | 0 | 0 | 0 | 0 | 0 | 0
| 100 | 118 | MH |  |  |  |  | 0 | 0 | 0 | 0 | 0 | 0 | 0 | 0 | 0 | 0 | 0 | 0 | 0 | 0 | 0 | 0 | 0 | 0 | 0 | 0 | 0 | 0 | 0 | 0 | 0 | 0 | 0 | 0 | 0 | 0 | 0 | 0 | 0 | 0 | 0 | 0 | 0 | 0
| 150 | 179 | MH |  |  |  |  | 0 | 0 | 0 | 0 | 0 | 0 | 0 | 0 | 0 | 0 | 0 | 0 | 0 | 0 | 0 | 0 | 0 | 0 | 0 | 0 | 0 | 0 | 0 | 0 | 0 | 0 | 0 | 0 | 0 | 0 | 0 | 0 | 0 | 0 | 0 | 0 | 0 | 0
| 250 | 301 | MH |  |  |  |  | 0 | 0 | 0 | 0 | 0 | 0 | 0 | 0 | 0 | 0 | 0 | 0 | 0 | 0 | 0 | 0 | 0 | 0 | 0 | 0 | 0 | 0 | 0 | 0 | 0 | 0 | 0 | 0 | 0 | 0 | 0 | 0 | 0 | 0 | 0 | 0 | 0 | 0
| 400 | 471 | MH |  |  |  |  | 0 | 0 | 0 | 0 | 0 | 0 | 0 | 0 | 0 | 0 | 0 | 0 | 0 | 0 | 0 | 0 | 0 | 0 | 0 | 0 | 0 | 0 | 0 | 0 | 0 | 0 | 0 | 0 | 0 | 0 | 0 | 0 | 0 | 0 | 0 | 0 | 0 | 0
| 0 | 0 | MH |  |  |  |  | 0 | 0 | 0 | 0 | 0 | 0 | 0 | 0 | 0 | 0 | 0 | 0 | 0 | 0 | 0 | 0 | 0 | 0 | 0 | 0 | 0 | 0 | 0 | 0 | 0 | 0 | 0 | 0 | 0 | 0 | 0 | 0 | 0 | 0 | 0 | 0 | 0 | 0
| 0 | 0 | MH |  |  |  |  | 0 | 0 | 0 | 0 | 0 | 0 | 0 | 0 | 0 | 0 | 0 | 0 | 0 | 0 | 0 | 0 | 0 | 0 | 0 | 0 | 0 | 0 | 0 | 0 | 0 | 0 | 0 | 0 | 0 | 0 | 0 | 0 | 0 | 0 | 0 | 0 | 0 | 0
| 0 | 0 | MH |  |  |  |  | 0 | 0 | 0 | 0 | 0 | 0 | 0 | 0 | 0 | 0 | 0 | 0 | 0 | 0 | 0 | 0 | 0 | 0 | 0 | 0 | 0 | 0 | 0 | 0 | 0 | 0 | 0 | 0 | 0 | 0 | 0 | 0 | 0 | 0 | 0 | 0 | 0 | 0
CMH | 35 | 47 | MH |  |  |  |  | 0 | 0 | 0 | 0 | 0 | 0 | 0 | 0 | 0 | 0 | 0 | 0 | 0 | 0 | 0 | 0 | 0 | 0 | 0 | 0 | 0 | 0 | 0 | 0 | 0 | 0 | 0 | 0 | 0 | 0 | 0 | 0 | 0 | 0 | 0 | 0 | 0 | 0
| 70 | 86 | MH |  |  |  |  | 0 | 0 | 0 | 0 | 0 | 0 | 0 | 0 | 0 | 0 | 0 | 0 | 0 | 0 | 0 | 0 | 0 | 0 | 0 | 0 | 0 | 0 | 0 | 0 | 0 | 0 | 0 | 0 | 0 | 0 | 0 | 0 | 0 | 0 | 0 | 0 | 0 | 0
| 150 | 167 | MH |  |  |  |  | 0 | 0 | 0 | 0 | 0 | 0 | 0 | 0 | 0 | 0 | 0 | 0 | 0 | 0 | 0 | 0 | 0 | 0 | 0 | 0 | 0 | 0 | 0 | 0 | 0 | 0 | 0 | 0 | 0 | 0 | 0 | 0 | 0 | 0 | 0 | 0 | 0 | 0
| 210 | 225 | MH |  |  |  |  | 0 | 0 | 0 | 0 | 0 | 0 | 0 | 0 | 0 | 0 | 0 | 0 | 0 | 0 | 0 | 0 | 0 | 0 | 0 | 0 | 0 | 0 | 0 | 0 | 0 | 0 | 0 | 0 | 0 | 0 | 0 | 0 | 0 | 0 | 0 | 0 | 0 | 0
| 0 | 0 | MH |  |  |  |  | 0 | 0 | 0 | 0 | 0 | 0 | 0 | 0 | 0 | 0 | 0 | 0 | 0 | 0 | 0 | 0 | 0 | 0 | 0 | 0 | 0 | 0 | 0 | 0 | 0 | 0 | 0 | 0 | 0 | 0 | 0 | 0 | 0 | 0 | 0 | 0 | 0 | 0
| 0 | 0 | MH |  |  |  |  | 0 | 0 | 0 | 0 | 0 | 0 | 0 | 0 | 0 | 0 | 0 | 0 | 0 | 0 | 0 | 0 | 0 | 0 | 0 | 0 | 0 | 0 | 0 | 0 | 0 | 0 | 0 | 0 | 0 | 0 | 0 | 0 | 0 | 0 | 0 | 0 | 0 | 0
| 0 | 0 | MH |  |  |  |  | 0 | 0 | 0 | 0 | 0 | 0 | 0 | 0 | 0 | 0 | 0 | 0 | 0 | 0 | 0 | 0 | 0 | 0 | 0 | 0 | 0 | 0 | 0 | 0 | 0 | 0 | 0 | 0 | 0 | 0 | 0 | 0 | 0 | 0 | 0 | 0 | 0 | 0
| 0 | 0 | MH |  |  |  |  | 0 | 0 | 0 | 0 | 0 | 0 | 0 | 0 | 0 | 0 | 0 | 0 | 0 | 0 | 0 | 0 | 0 | 0 | 0 | 0 | 0 | 0 | 0 | 0 | 0 | 0 | 0 | 0 | 0 | 0 | 0 | 0 | 0 | 0 | 0 | 0 | 0 | 0
CPO | 45 | 50 | CPO |  |  |  |  | 0 | 0 | 0 | 0 | 0 | 0 | 0 | 0 | 0 | 0 | 0 | 0 | 0 | 0 | 0 | 0 | 0 | 0 | 0 | 0 | 0 | 0 | 0 | 0 | 0 | 0 | 0 | 0 | 0 | 0 | 0 | 0 | 0 | 0 | 0 | 0 | 0 | 0
| 60 | 66 | CPO |  |  |  |  | 0 | 0 | 0 | 0 | 0 | 0 | 0 | 0 | 0 | 0 | 0 | 0 | 0 | 0 | 0 | 0 | 0 | 0 | 0 | 0 | 0 | 0 | 0 | 0 | 0 | 0 | 0 | 0 | 0 | 0 | 0 | 0 | 0 | 0 | 0 | 0 | 0 | 0
| 90 | 98 | CPO |  |  |  |  | 0 | 0 | 0 | 0 | 0 | 0 | 0 | 0 | 0 | 0 | 0 | 0 | 0 | 0 | 0 | 0 | 0 | 0 | 0 | 0 | 0 | 0 | 0 | 0 | 0 | 0 | 0 | 0 | 0 | 0 | 0 | 0 | 0 | 0 | 0 | 0 | 0 | 0
| 140 | 153 | CPO |  |  |  |  | 0 | 0 | 0 | 0 | 0 | 0 | 0 | 0 | 0 | 0 | 0 | 0 | 0 | 0 | 0 | 0 | 0 | 0 | 0 | 0 | 0 | 0 | 0 | 0 | 0 | 0 | 0 | 0 | 0 | 0 | 0 | 0 | 0 | 0 | 0 | 0 | 0 | 0
| 0 | 0 | 0 |  |  |  |  | 0 | 0 | 0 | 0 | 0 | 0 | 0 | 0 | 0 | 0 | 0 | 0 | 0 | 0 | 0 | 0 | 0 | 0 | 0 | 0 | 0 | 0 | 0 | 0 | 0 | 0 | 0 | 0 | 0 | 0 | 0 | 0 | 0 | 0 | 0 | 0 | 0 | 0
| 0 | 0 | 0 |  |  |  |  | 0 | 0 | 0 | 0 | 0 | 0 | 0 | 0 | 0 | 0 | 0 | 0 | 0 | 0 | 0 | 0 | 0 | 0 | 0 | 0 | 0 | 0 | 0 | 0 | 0 | 0 | 0 | 0 | 0 | 0 | 0 | 0 | 0 | 0 | 0 | 0 | 0 | 0
| 0 | 0 | 0 |  |  |  |  | 0 | 0 | 0 | 0 | 0 | 0 | 0 | 0 | 0 | 0 | 0 | 0 | 0 | 0 | 0 | 0 | 0 | 0 | 0 | 0 | 0 | 0 | 0 | 0 | 0 | 0 | 0 | 0 | 0 | 0 | 0 | 0 | 0 | 0 | 0 | 0 | 0 | 0
| 0 | 0 | 0 |  |  |  |  | 0 | 0 | 0 | 0 | 0 | 0 | 0 | 0 | 0 | 0 | 0 | 0 | 0 | 0 | 0 | 0 | 0 | 0 | 0 | 0 | 0 | 0 | 0 | 0 | 0 | 0 | 0 | 0 | 0 | 0 | 0 | 0 | 0 | 0 | 0 | 0 | 0 | 0
| 0 | 0 | 0 |  |  |  |  | 0 | 0 | 0 | 0 | 0 | 0 | 0 | 0 | 0 | 0 | 0 | 0 | 0 | 0 | 0 | 0 | 0 | 0 | 0 | 0 | 0 | 0 | 0 | 0 | 0 | 0 | 0 | 0 | 0 | 0 | 0 | 0 | 0 | 0 | 0 | 0 | 0 | 0
| 0 | 0 | 0 |  |  |  |  | 0 | 0 | 0 | 0 | 0 | 0 | 0 | 0 | 0 | 0 | 0 | 0 | 0 | 0 | 0 | 0 | 0 | 0 | 0 | 0 | 0 | 0 | 0 | 0 | 0 | 0 | 0 | 0 | 0 | 0 | 0 | 0 | 0 | 0 | 0 | 0 | 0 | 0
| 0 | 0 | 0 |  |  |  |  | 0 | 0 | 0 | 0 | 0 | 0 | 0 | 0 | 0 | 0 | 0 | 0 | 0 | 0 | 0 | 0 | 0 | 0 | 0 | 0 | 0 | 0 | 0 | 0 | 0 | 0 | 0 | 0 | 0 | 0 | 0 | 0 | 0 | 0 | 0 | 0 | 0 | 0
CLPM | 36 | 36 | LPM |  |  |  |  | 0 | 0 | 0 | 0 | 0 | 0 | 0 | 0 | 0 | 0 | 0 | 0 | 0 | 0 | 0 | 0 | 0 | 0 | 0 | 0 | 0 | 0 | 0 | 0 | 0 | 0 | 0 | 0 | 0 | 0 | 0 | 0 | 0 | 0 | 0 | 0 | 0 | 0
| 40 | 45 | LPM |  |  |  |  | 0 | 0 | 0 | 0 | 0 | 0 | 0 | 0 | 0 | 0 | 0 | 0 | 0 | 0 | 0 | 0 | 0 | 0 | 0 | 0 | 0 | 0 | 0 | 0 | 0 | 0 | 0 | 0 | 0 | 0 | 0 | 0 | 0 | 0 | 0 | 0 | 0 | 0
| 55 | 62 | LPM |  |  |  |  | 0 | 0 | 0 | 0 | 0 | 0 | 0 | 0 | 0 | 0 | 0 | 0 | 0 | 0 | 0 | 0 | 0 | 0 | 0 | 0 | 0 | 0 | 0 | 0 | 0 | 0 | 0 | 0 | 0 | 0 | 0 | 0 | 0 | 0 | 0 | 0 | 0 | 0
| 0 | 0 | LPM |  |  |  |  | 0 | 0 | 0 | 0 | 0 | 0 | 0 | 0 | 0 | 0 | 0 | 0 | 0 | 0 | 0 | 0 | 0 | 0 | 0 | 0 | 0 | 0 | 0 | 0 | 0 | 0 | 0 | 0 | 0 | 0 | 0 | 0 | 0 | 0 | 0 | 0 | 0 | 0
CLPM | 36 | 44 | LPM |  |  |  |  | 0 | 0 | 0 | 0 | 0 | 0 | 0 | 0 | 0 | 0 | 0 | 0 | 0 | 0 | 0 | 0 | 0 | 0 | 0 | 0 | 0 | 0 | 0 | 0 | 0 | 0 | 0 | 0 | 0 | 0 | 0 | 0 | 0 | 0 | 0 | 0 | 0 | 0
| 40 | 45 | LPM |  |  |  |  | 0 | 0 | 0 | 0 | 0 | 0 | 0 | 0 | 0 | 0 | 0 | 0 | 0 | 0 | 0 | 0 | 0 | 0 | 0 | 0 | 0 | 0 | 0 | 0 | 0 | 0 | 0 | 0 | 0 | 0 | 0 | 0 | 0 | 0 | 0 | 0 | 0 | 0
| 0 | 0 | LPM |  |  |  |  | 0 | 0 | 0 | 0 | 0 | 0 | 0 | 0 | 0 | 0 | 0 | 0 | 0 | 0 | 0 | 0 | 0 | 0 | 0 | 0 | 0 | 0 | 0 | 0 | 0 | 0 | 0 | 0 | 0 | 0 | 0 | 0 | 0 | 0 | 0 | 0 | 0 | 0
| 0 | 0 | LPM |  |  |  |  | 0 | 0 | 0 | 0 | 0 | 0 | 0 | 0 | 0 | 0 | 0 | 0 | 0 | 0 | 0 | 0 | 0 | 0 | 0 | 0 | 0 | 0 | 0 | 0 | 0 | 0 | 0 | 0 | 0 | 0 | 0 | 0 | 0 | 0 | 0 | 0 | 0 | 0
Removed Lamps - Summary |  |  |  | Year |  | Year |  | Year | 2012 | 2013 | 2014 | 2015 | 2016 | 2017 | 2018 | 2019 | 2020 | 2021 | 2022 | 2023 | 2024 | 2025 | 2026 | 2027 | 2028 | 2029 | 2030 | 2031 | 2032 | 2033 | 2034 | 2035 | 2036 | 2037 | 2038 | 2039 | 2040 | 2041 | 2042 | 2043 | 2044 | 2045 | 2046 | 2047 | 2048
LPS | [7 empty] | 0 | 0 | 0 | 0 | 5000 | 0 | 0 | 0 | 0 | 0 | 0 | 0 | 0 | 0 | 0 | 0 | 0 | 0 | 0 | 0 | 0 | 0 | 0 | 0 | 0 | 0 | 0 | 0 | 0 | 0 | 0 | 0 | 0 | 0 | 0 | 0 | 0 | 0
HPS6 | [7 empty] | 0 | 0 | 0 | 0 | 0 | 0 | 0 | 0 | 0 | 0 | 0 | 0 | 0 | 0 | 0 | 0 | 0 | 0 | 0 | 0 | 0 | 0 | 0 | 0 | 0 | 0 | 0 | 0 | 0 | 0 | 0 | 0 | 0 | 0 | 0 | 0 | 0 | 0
HPS5 | [7 empty] | 0 | 0 | 0 | 0 | 1000 | 0 | 0 | 0 | 0 | 0 | 0 | 0 | 0 | 0 | 0 | 0 | 0 | 0 | 0 | 0 | 0 | 0 | 0 | 0 | 0 | 0 | 0 | 0 | 0 | 0 | 0 | 0 | 0 | 0 | 0 | 0 | 0 | 0
CDO | [7 empty] | 0 | 0 | 0 | 0 | 0 | 0 | 0 | 0 | 0 | 0 | 0 | 0 | 0 | 0 | 0 | 0 | 0 | 0 | 0 | 0 | 0 | 0 | 0 | 0 | 0 | 0 | 0 | 0 | 0 | 0 | 0 | 0 | 0 | 0 | 0 | 0 | 0 | 0
MH | [7 empty] | 0 | 0 | 0 | 0 | 0 | 0 | 0 | 0 | 0 | 0 | 0 | 0 | 0 | 0 | 0 | 0 | 0 | 0 | 0 | 0 | 0 | 0 | 0 | 0 | 0 | 0 | 0 | 0 | 0 | 0 | 0 | 0 | 0 | 0 | 0 | 0 | 0 | 0
CPO | [7 empty] | 0 | 0 | 0 | 0 | 0 | 0 | 0 | 0 | 0 | 0 | 0 | 0 | 0 | 0 | 0 | 0 | 0 | 0 | 0 | 0 | 0 | 0 | 0 | 0 | 0 | 0 | 0 | 0 | 0 | 0 | 0 | 0 | 0 | 0 | 0 | 0 | 0 | 0
LPM | [7 empty] | 0 | 0 | 0 | 0 | 0 | 0 | 0 | 0 | 0 | 0 | 0 | 0 | 0 | 0 | 0 | 0 | 0 | 0 | 0 | 0 | 0 | 0 | 0 | 0 | 0 | 0 | 0 | 0 | 0 | 0 | 0 | 0 | 0 | 0 | 0 | 0 | 0 | 0
NULL | [7 empty] | 0 | 0 | 0 | 0 | 0 | 0 | 0 | 0 | 0 | 0 | 0 | 0 | 0 | 0 | 0 | 0 | 0 | 0 | 0 | 0 | 0 | 0 | 0 | 0 | 0 | 0 | 0 | 0 | 0 | 0 | 0 | 0 | 0 | 0 | 0 | 0 | 0 | 0
Additional lamps - NON CUMULATIVE | [7 empty] | Year 0: Year
[8 empty] | 0 | 2012 | 2013 | 2014 | 2015 | 2016 | 2017 | 2018 | 2019 | 2020 | 2021 | 2022 | 2023 | 2024 | 2025 | 2026 | 2027 | 2028 | 2029 | 2030 | 2031 | 2032 | 2033 | 2034 | 2035 | 2036 | 2037 | 2038 | 2039 | 2040 | 2041 | 2042 | 2043 | 2044 | 2045 | 2046 | 2047 | 2048
Type | Wattage (W) | Circuit W
LPS | 35 | 58 | LPS |  |  |  |  | 0 | 0 | 0 | 0 | 0 | 0 | 0 | 0 | 0 | 0 | 0 | 0 | 0 | 0 | 0 | 0 | 0 | 0 | 0 | 0 | 0 | 0 | 0 | 0 | 0 | 0 | 0 | 0 | 0 | 0 | 0 | 0 | 0 | 0 | 0 | 0 | 0 | 0
| 55 | 74 | LPS |  |  |  |  | 0 | 0 | 0 | 0 | 0 | 0 | 0 | 0 | 0 | 0 | 0 | 0 | 0 | 0 | 0 | 0 | 0 | 0 | 0 | 0 | 0 | 0 | 0 | 0 | 0 | 0 | 0 | 0 | 0 | 0 | 0 | 0 | 0 | 0 | 0 | 0 | 0 | 0
| 90 | 122 | LPS |  |  |  |  | 0 | 0 | 0 | 0 | 0 | 0 | 0 | 0 | 0 | 0 | 0 | 0 | 0 | 0 | 0 | 0 | 0 | 0 | 0 | 0 | 0 | 0 | 0 | 0 | 0 | 0 | 0 | 0 | 0 | 0 | 0 | 0 | 0 | 0 | 0 | 0 | 0 | 0
| 135 | 178 | LPS |  |  |  |  | 0 | 0 | 0 | 0 | 0 | 0 | 0 | 0 | 0 | 0 | 0 | 0 | 0 | 0 | 0 | 0 | 0 | 0 | 0 | 0 | 0 | 0 | 0 | 0 | 0 | 0 | 0 | 0 | 0 | 0 | 0 | 0 | 0 | 0 | 0 | 0 | 0 | 0
| 180 | 223 | LPS |  |  |  |  | 0 | 0 | 0 | 0 | 0 | 0 | 0 | 0 | 0 | 0 | 0 | 0 | 0 | 0 | 0 | 0 | 0 | 0 | 0 | 0 | 0 | 0 | 0 | 0 | 0 | 0 | 0 | 0 | 0 | 0 | 0 | 0 | 0 | 0 | 0 | 0 | 0 | 0
| 0 | 0 | LPS |  |  |  |  | 0 | 0 | 0 | 0 | 0 | 0 | 0 | 0 | 0 | 0 | 0 | 0 | 0 | 0 | 0 | 0 | 0 | 0 | 0 | 0 | 0 | 0 | 0 | 0 | 0 | 0 | 0 | 0 | 0 | 0 | 0 | 0 | 0 | 0 | 0 | 0 | 0 | 0
| 0 | 0 | LPS |  |  |  |  | 0 | 0 | 0 | 0 | 0 | 0 | 0 | 0 | 0 | 0 | 0 | 0 | 0 | 0 | 0 | 0 | 0 | 0 | 0 | 0 | 0 | 0 | 0 | 0 | 0 | 0 | 0 | 0 | 0 | 0 | 0 | 0 | 0 | 0 | 0 | 0 | 0 | 0
| 0 | 0 | LPS |  |  |  |  | 0 | 0 | 0 | 0 | 0 | 0 | 0 | 0 | 0 | 0 | 0 | 0 | 0 | 0 | 0 | 0 | 0 | 0 | 0 | 0 | 0 | 0 | 0 | 0 | 0 | 0 | 0 | 0 | 0 | 0 | 0 | 0 | 0 | 0 | 0 | 0 | 0 | 0
LPS | 55 | 77 | LPS |  |  |  |  | 0 | 0 | 0 | 0 | 0 | 0 | 0 | 0 | 0 | 0 | 0 | 0 | 0 | 0 | 0 | 0 | 0 | 0 | 0 | 0 | 0 | 0 | 0 | 0 | 0 | 0 | 0 | 0 | 0 | 0 | 0 | 0 | 0 | 0 | 0 | 0 | 0 | 0
| 90 | 130 | LPS |  |  |  |  | 0 | 0 | 0 | 0 | 0 | 0 | 0 | 0 | 0 | 0 | 0 | 0 | 0 | 0 | 0 | 0 | 0 | 0 | 0 | 0 | 0 | 0 | 0 | 0 | 0 | 0 | 0 | 0 | 0 | 0 | 0 | 0 | 0 | 0 | 0 | 0 | 0 | 0
| 135 | 190 | LPS |  |  |  |  | 0 | 0 | 0 | 0 | 0 | 0 | 0 | 0 | 0 | 0 | 0 | 0 | 0 | 0 | 0 | 0 | 0 | 0 | 0 | 0 | 0 | 0 | 0 | 0 | 0 | 0 | 0 | 0 | 0 | 0 | 0 | 0 | 0 | 0 | 0 | 0 | 0 | 0
| 180 | 223 | LPS |  |  |  |  | 0 | 0 | 0 | 0 | 0 | 0 | 0 | 0 | 0 | 0 | 0 | 0 | 0 | 0 | 0 | 0 | 0 | 0 | 0 | 0 | 0 | 0 | 0 | 0 | 0 | 0 | 0 | 0 | 0 | 0 | 0 | 0 | 0 | 0 | 0 | 0 | 0 | 0
| 0 | 0 | LPS |  |  |  |  | 0 | 0 | 0 | 0 | 0 | 0 | 0 | 0 | 0 | 0 | 0 | 0 | 0 | 0 | 0 | 0 | 0 | 0 | 0 | 0 | 0 | 0 | 0 | 0 | 0 | 0 | 0 | 0 | 0 | 0 | 0 | 0 | 0 | 0 | 0 | 0 | 0 | 0
| 0 | 0 | LPS |  |  |  |  | 0 | 0 | 0 | 0 | 0 | 0 | 0 | 0 | 0 | 0 | 0 | 0 | 0 | 0 | 0 | 0 | 0 | 0 | 0 | 0 | 0 | 0 | 0 | 0 | 0 | 0 | 0 | 0 | 0 | 0 | 0 | 0 | 0 | 0 | 0 | 0 | 0 | 0
| 0 | 0 | LPS |  |  |  |  | 0 | 0 | 0 | 0 | 0 | 0 | 0 | 0 | 0 | 0 | 0 | 0 | 0 | 0 | 0 | 0 | 0 | 0 | 0 | 0 | 0 | 0 | 0 | 0 | 0 | 0 | 0 | 0 | 0 | 0 | 0 | 0 | 0 | 0 | 0 | 0 | 0 | 0
| 0 | 0 | LPS |  |  |  |  | 0 | 0 | 0 | 0 | 0 | 0 | 0 | 0 | 0 | 0 | 0 | 0 | 0 | 0 | 0 | 0 | 0 | 0 | 0 | 0 | 0 | 0 | 0 | 0 | 0 | 0 | 0 | 0 | 0 | 0 | 0 | 0 | 0 | 0 | 0 | 0 | 0 | 0
HPS | 50 | 57 | HPS6 |  |  |  |  | 0 | 0 | 0 | 0 | 0 | 0 | 0 | 0 | 0 | 0 | 0 | 0 | 0 | 0 | 0 | 0 | 0 | 0 | 0 | 0 | 0 | 0 | 0 | 0 | 0 | 0 | 0 | 0 | 0 | 0 | 0 | 0 | 0 | 0 | 0 | 0 | 0 | 0
| 70 | 77 | HPS6 |  |  |  |  | 0 | 0 | 0 | 0 | 0 | 0 | 0 | 0 | 0 | 0 | 0 | 0 | 0 | 0 | 0 | 0 | 0 | 0 | 0 | 0 | 0 | 0 | 0 | 0 | 0 | 0 | 0 | 0 | 0 | 0 | 0 | 0 | 0 | 0 | 0 | 0 | 0 | 0
| 100 | 105 | HPS6 |  |  |  |  | 0 | 0 | 0 | 0 | 0 | 0 | 0 | 0 | 0 | 0 | 0 | 0 | 0 | 0 | 0 | 0 | 0 | 0 | 0 | 0 | 0 | 0 | 0 | 0 | 0 | 0 | 0 | 0 | 0 | 0 | 0 | 0 | 0 | 0 | 0 | 0 | 0 | 0
| 150 | 159 | HPS6 |  |  |  |  | 0 | 0 | 0 | 0 | 0 | 0 | 0 | 0 | 0 | 0 | 0 | 0 | 0 | 0 | 0 | 0 | 0 | 0 | 0 | 0 | 0 | 0 | 0 | 0 | 0 | 0 | 0 | 0 | 0 | 0 | 0 | 0 | 0 | 0 | 0 | 0 | 0 | 0
| 250 | 267 | HPS6 |  |  |  |  | 0 | 0 | 0 | 0 | 0 | 0 | 0 | 0 | 0 | 0 | 0 | 0 | 0 | 0 | 0 | 0 | 0 | 0 | 0 | 0 | 0 | 0 | 0 | 0 | 0 | 0 | 0 | 0 | 0 | 0 | 0 | 0 | 0 | 0 | 0 | 0 | 0 | 0
| 400 | 434 | HPS6 |  |  |  |  | 0 | 0 | 0 | 0 | 0 | 0 | 0 | 0 | 0 | 0 | 0 | 0 | 0 | 0 | 0 | 0 | 0 | 0 | 0 | 0 | 0 | 0 | 0 | 0 | 0 | 0 | 0 | 0 | 0 | 0 | 0 | 0 | 0 | 0 | 0 | 0 | 0 | 0
| 0 | 0 | HPS6 |  |  |  |  | 0 | 0 | 0 | 0 | 0 | 0 | 0 | 0 | 0 | 0 | 0 | 0 | 0 | 0 | 0 | 0 | 0 | 0 | 0 | 0 | 0 | 0 | 0 | 0 | 0 | 0 | 0 | 0 | 0 | 0 | 0 | 0 | 0 | 0 | 0 | 0 | 0 | 0
| 0 | 0 | HPS6 |  |  |  |  | 0 | 0 | 0 | 0 | 0 | 0 | 0 | 0 | 0 | 0 | 0 | 0 | 0 | 0 | 0 | 0 | 0 | 0 | 0 | 0 | 0 | 0 | 0 | 0 | 0 | 0 | 0 | 0 | 0 | 0 | 0 | 0 | 0 | 0 | 0 | 0 | 0 | 0
HPS | 50 | 62 | HPS5 |  |  |  |  | 0 | 0 | 0 | 0 | 0 | 0 | 0 | 0 | 0 | 0 | 0 | 0 | 0 | 0 | 0 | 0 | 0 | 0 | 0 | 0 | 0 | 0 | 0 | 0 | 0 | 0 | 0 | 0 | 0 | 0 | 0 | 0 | 0 | 0 | 0 | 0 | 0 | 0
| 70 | 79 | HPS5 |  |  |  |  | 0 | 0 | 0 | 0 | 0 | 0 | 0 | 0 | 0 | 0 | 0 | 0 | 0 | 0 | 0 | 0 | 0 | 0 | 0 | 0 | 0 | 0 | 0 | 0 | 0 | 0 | 0 | 0 | 0 | 0 | 0 | 0 | 0 | 0 | 0 | 0 | 0 | 0
| 100 | 114 | HPS5 |  |  |  |  | 0 | 0 | 0 | 0 | 0 | 0 | 0 | 0 | 0 | 0 | 0 | 0 | 0 | 0 | 0 | 0 | 0 | 0 | 0 | 0 | 0 | 0 | 0 | 0 | 0 | 0 | 0 | 0 | 0 | 0 | 0 | 0 | 0 | 0 | 0 | 0 | 0 | 0
| 150 | 190 | HPS5 |  |  |  |  | 0 | 0 | 0 | 0 | 0 | 0 | 0 | 0 | 0 | 0 | 0 | 0 | 0 | 0 | 0 | 0 | 0 | 0 | 0 | 0 | 0 | 0 | 0 | 0 | 0 | 0 | 0 | 0 | 0 | 0 | 0 | 0 | 0 | 0 | 0 | 0 | 0 | 0
| 250 | 301 | HPS5 |  |  |  |  | 0 | 0 | 0 | 0 | 0 | 0 | 0 | 0 | 0 | 0 | 0 | 0 | 0 | 0 | 0 | 0 | 0 | 0 | 0 | 0 | 0 | 0 | 0 | 0 | 0 | 0 | 0 | 0 | 0 | 0 | 0 | 0 | 0 | 0 | 0 | 0 | 0 | 0
| 400 | 434 | HPS5 |  |  |  |  | 0 | 0 | 0 | 0 | 0 | 0 | 0 | 0 | 0 | 0 | 0 | 0 | 0 | 0 | 0 | 0 | 0 | 0 | 0 | 0 | 0 | 0 | 0 | 0 | 0 | 0 | 0 | 0 | 0 | 0 | 0 | 0 | 0 | 0 | 0 | 0 | 0 | 0
| 0 | 0 | HPS5 |  |  |  |  | 0 | 0 | 0 | 0 | 0 | 0 | 0 | 0 | 0 | 0 | 0 | 0 | 0 | 0 | 0 | 0 | 0 | 0 | 0 | 0 | 0 | 0 | 0 | 0 | 0 | 0 | 0 | 0 | 0 | 0 | 0 | 0 | 0 | 0 | 0 | 0 | 0 | 0
| 0 | 0 | HPS5 |  |  |  |  | 0 | 0 | 0 | 0 | 0 | 0 | 0 | 0 | 0 | 0 | 0 | 0 | 0 | 0 | 0 | 0 | 0 | 0 | 0 | 0 | 0 | 0 | 0 | 0 | 0 | 0 | 0 | 0 | 0 | 0 | 0 | 0 | 0 | 0 | 0 | 0 | 0 | 0
CDO | 70 | 79 | CDO |  |  |  |  | 0 | 0 | 0 | 0 | 0 | 0 | 0 | 0 | 0 | 0 | 0 | 0 | 0 | 0 | 0 | 0 | 0 | 0 | 0 | 0 | 0 | 0 | 0 | 0 | 0 | 0 | 0 | 0 | 0 | 0 | 0 | 0 | 0 | 0 | 0 | 0 | 0 | 0
| 100 | 114 | CDO |  |  |  |  | 0 | 0 | 0 | 0 | 0 | 0 | 0 | 0 | 0 | 0 | 0 | 0 | 0 | 0 | 0 | 0 | 0 | 0 | 0 | 0 | 0 | 0 | 0 | 0 | 0 | 0 | 0 | 0 | 0 | 0 | 0 | 0 | 0 | 0 | 0 | 0 | 0 | 0
| 150 | 190 | CDO |  |  |  |  | 0 | 0 | 0 | 0 | 0 | 0 | 0 | 0 | 0 | 0 | 0 | 0 | 0 | 0 | 0 | 0 | 0 | 0 | 0 | 0 | 0 | 0 | 0 | 0 | 0 | 0 | 0 | 0 | 0 | 0 | 0 | 0 | 0 | 0 | 0 | 0 | 0 | 0
| 250 | 301 | CDO |  |  |  |  | 0 | 0 | 0 | 0 | 0 | 0 | 0 | 0 | 0 | 0 | 0 | 0 | 0 | 0 | 0 | 0 | 0 | 0 | 0 | 0 | 0 | 0 | 0 | 0 | 0 | 0 | 0 | 0 | 0 | 0 | 0 | 0 | 0 | 0 | 0 | 0 | 0 | 0
| 70 | 79 | CDO |  |  |  |  | 0 | 0 | 0 | 0 | 0 | 0 | 0 | 0 | 0 | 0 | 0 | 0 | 0 | 0 | 0 | 0 | 0 | 0 | 0 | 0 | 0 | 0 | 0 | 0 | 0 | 0 | 0 | 0 | 0 | 0 | 0 | 0 | 0 | 0 | 0 | 0 | 0 | 0
| 100 | 106 | CDO |  |  |  |  | 0 | 0 | 0 | 0 | 0 | 0 | 0 | 0 | 0 | 0 | 0 | 0 | 0 | 0 | 0 | 0 | 0 | 0 | 0 | 0 | 0 | 0 | 0 | 0 | 0 | 0 | 0 | 0 | 0 | 0 | 0 | 0 | 0 | 0 | 0 | 0 | 0 | 0
| 150 | 158 | CDO |  |  |  |  | 0 | 0 | 0 | 0 | 0 | 0 | 0 | 0 | 0 | 0 | 0 | 0 | 0 | 0 | 0 | 0 | 0 | 0 | 0 | 0 | 0 | 0 | 0 | 0 | 0 | 0 | 0 | 0 | 0 | 0 | 0 | 0 | 0 | 0 | 0 | 0 | 0 | 0
| 250 | 267 | CDO |  |  |  |  | 0 | 0 | 0 | 0 | 0 | 0 | 0 | 0 | 0 | 0 | 0 | 0 | 0 | 0 | 0 | 0 | 0 | 0 | 0 | 0 | 0 | 0 | 0 | 0 | 0 | 0 | 0 | 0 | 0 | 0 | 0 | 0 | 0 | 0 | 0 | 0 | 0 | 0
MH | 50 | 57 | MH |  |  |  |  | 0 | 0 | 0 | 0 | 0 | 0 | 0 | 0 | 0 | 0 | 0 | 0 | 0 | 0 | 0 | 0 | 0 | 0 | 0 | 0 | 0 | 0 | 0 | 0 | 0 | 0 | 0 | 0 | 0 | 0 | 0 | 0 | 0 | 0 | 0 | 0 | 0 | 0
| 70 | 76 | MH |  |  |  |  | 0 | 0 | 0 | 0 | 0 | 0 | 0 | 0 | 0 | 0 | 0 | 0 | 0 | 0 | 0 | 0 | 0 | 0 | 0 | 0 | 0 | 0 | 0 | 0 | 0 | 0 | 0 | 0 | 0 | 0 | 0 | 0 | 0 | 0 | 0 | 0 | 0 | 0
| 100 | 114 | MH |  |  |  |  | 0 | 0 | 0 | 0 | 0 | 0 | 0 | 0 | 0 | 0 | 0 | 0 | 0 | 0 | 0 | 0 | 0 | 0 | 0 | 0 | 0 | 0 | 0 | 0 | 0 | 0 | 0 | 0 | 0 | 0 | 0 | 0 | 0 | 0 | 0 | 0 | 0 | 0
| 150 | 163 | MH |  |  |  |  | 0 | 0 | 0 | 0 | 0 | 0 | 0 | 0 | 0 | 0 | 0 | 0 | 0 | 0 | 0 | 0 | 0 | 0 | 0 | 0 | 0 | 0 | 0 | 0 | 0 | 0 | 0 | 0 | 0 | 0 | 0 | 0 | 0 | 0 | 0 | 0 | 0 | 0
| 250 | 261 | MH |  |  |  |  | 0 | 0 | 0 | 0 | 0 | 0 | 0 | 0 | 0 | 0 | 0 | 0 | 0 | 0 | 0 | 0 | 0 | 0 | 0 | 0 | 0 | 0 | 0 | 0 | 0 | 0 | 0 | 0 | 0 | 0 | 0 | 0 | 0 | 0 | 0 | 0 | 0 | 0
| 400 | 424 | MH |  |  |  |  | 0 | 0 | 0 | 0 | 0 | 0 | 0 | 0 | 0 | 0 | 0 | 0 | 0 | 0 | 0 | 0 | 0 | 0 | 0 | 0 | 0 | 0 | 0 | 0 | 0 | 0 | 0 | 0 | 0 | 0 | 0 | 0 | 0 | 0 | 0 | 0 | 0 | 0
| 0 | 0 | MH |  |  |  |  | 0 | 0 | 0 | 0 | 0 | 0 | 0 | 0 | 0 | 0 | 0 | 0 | 0 | 0 | 0 | 0 | 0 | 0 | 0 | 0 | 0 | 0 | 0 | 0 | 0 | 0 | 0 | 0 | 0 | 0 | 0 | 0 | 0 | 0 | 0 | 0 | 0 | 0
| 0 | 0 | MH |  |  |  |  | 0 | 0 | 0 | 0 | 0 | 0 | 0 | 0 | 0 | 0 | 0 | 0 | 0 | 0 | 0 | 0 | 0 | 0 | 0 | 0 | 0 | 0 | 0 | 0 | 0 | 0 | 0 | 0 | 0 | 0 | 0 | 0 | 0 | 0 | 0 | 0 | 0 | 0
MH | 70 | 89 | MH |  |  |  |  | 0 | 0 | 0 | 0 | 0 | 0 | 0 | 0 | 0 | 0 | 0 | 0 | 0 | 0 | 0 | 0 | 0 | 0 | 0 | 0 | 0 | 0 | 0 | 0 | 0 | 0 | 0 | 0 | 0 | 0 | 0 | 0 | 0 | 0 | 0 | 0 | 0 | 0
| 100 | 118 | MH |  |  |  |  | 0 | 0 | 0 | 0 | 0 | 0 | 0 | 0 | 0 | 0 | 0 | 0 | 0 | 0 | 0 | 0 | 0 | 0 | 0 | 0 | 0 | 0 | 0 | 0 | 0 | 0 | 0 | 0 | 0 | 0 | 0 | 0 | 0 | 0 | 0 | 0 | 0 | 0
| 150 | 179 | MH |  |  |  |  | 0 | 0 | 0 | 0 | 0 | 0 | 0 | 0 | 0 | 0 | 0 | 0 | 0 | 0 | 0 | 0 | 0 | 0 | 0 | 0 | 0 | 0 | 0 | 0 | 0 | 0 | 0 | 0 | 0 | 0 | 0 | 0 | 0 | 0 | 0 | 0 | 0 | 0
| 250 | 301 | MH |  |  |  |  | 0 | 0 | 0 | 0 | 0 | 0 | 0 | 0 | 0 | 0 | 0 | 0 | 0 | 0 | 0 | 0 | 0 | 0 | 0 | 0 | 0 | 0 | 0 | 0 | 0 | 0 | 0 | 0 | 0 | 0 | 0 | 0 | 0 | 0 | 0 | 0 | 0 | 0
| 400 | 471 | MH |  |  |  |  | 0 | 0 | 0 | 0 | 0 | 0 | 0 | 0 | 0 | 0 | 0 | 0 | 0 | 0 | 0 | 0 | 0 | 0 | 0 | 0 | 0 | 0 | 0 | 0 | 0 | 0 | 0 | 0 | 0 | 0 | 0 | 0 | 0 | 0 | 0 | 0 | 0 | 0
| 0 | 0 | MH |  |  |  |  | 0 | 0 | 0 | 0 | 0 | 0 | 0 | 0 | 0 | 0 | 0 | 0 | 0 | 0 | 0 | 0 | 0 | 0 | 0 | 0 | 0 | 0 | 0 | 0 | 0 | 0 | 0 | 0 | 0 | 0 | 0 | 0 | 0 | 0 | 0 | 0 | 0 | 0
| 0 | 0 | MH |  |  |  |  | 0 | 0 | 0 | 0 | 0 | 0 | 0 | 0 | 0 | 0 | 0 | 0 | 0 | 0 | 0 | 0 | 0 | 0 | 0 | 0 | 0 | 0 | 0 | 0 | 0 | 0 | 0 | 0 | 0 | 0 | 0 | 0 | 0 | 0 | 0 | 0 | 0 | 0
| 0 | 0 | MH |  |  |  |  | 0 | 0 | 0 | 0 | 0 | 0 | 0 | 0 | 0 | 0 | 0 | 0 | 0 | 0 | 0 | 0 | 0 | 0 | 0 | 0 | 0 | 0 | 0 | 0 | 0 | 0 | 0 | 0 | 0 | 0 | 0 | 0 | 0 | 0 | 0 | 0 | 0 | 0
CMH | 35 | 47 | MH |  |  |  |  | 0 | 0 | 0 | 0 | 0 | 0 | 0 | 0 | 0 | 0 | 0 | 0 | 0 | 0 | 0 | 0 | 0 | 0 | 0 | 0 | 0 | 0 | 0 | 0 | 0 | 0 | 0 | 0 | 0 | 0 | 0 | 0 | 0 | 0 | 0 | 0 | 0 | 0
| 70 | 86 | MH |  |  |  |  | 0 | 0 | 0 | 0 | 0 | 0 | 0 | 0 | 0 | 0 | 0 | 0 | 0 | 0 | 0 | 0 | 0 | 0 | 0 | 0 | 0 | 0 | 0 | 0 | 0 | 0 | 0 | 0 | 0 | 0 | 0 | 0 | 0 | 0 | 0 | 0 | 0 | 0
| 150 | 167 | MH |  |  |  |  | 0 | 0 | 0 | 0 | 0 | 0 | 0 | 0 | 0 | 0 | 0 | 0 | 0 | 0 | 0 | 0 | 0 | 0 | 0 | 0 | 0 | 0 | 0 | 0 | 0 | 0 | 0 | 0 | 0 | 0 | 0 | 0 | 0 | 0 | 0 | 0 | 0 | 0
| 210 | 225 | MH |  |  |  |  | 0 | 0 | 0 | 0 | 0 | 0 | 0 | 0 | 0 | 0 | 0 | 0 | 0 | 0 | 0 | 0 | 0 | 0 | 0 | 0 | 0 | 0 | 0 | 0 | 0 | 0 | 0 | 0 | 0 | 0 | 0 | 0 | 0 | 0 | 0 | 0 | 0 | 0
| 0 | 0 | MH |  |  |  |  | 0 | 0 | 0 | 0 | 0 | 0 | 0 | 0 | 0 | 0 | 0 | 0 | 0 | 0 | 0 | 0 | 0 | 0 | 0 | 0 | 0 | 0 | 0 | 0 | 0 | 0 | 0 | 0 | 0 | 0 | 0 | 0 | 0 | 0 | 0 | 0 | 0 | 0
| 0 | 0 | MH |  |  |  |  | 0 | 0 | 0 | 0 | 0 | 0 | 0 | 0 | 0 | 0 | 0 | 0 | 0 | 0 | 0 | 0 | 0 | 0 | 0 | 0 | 0 | 0 | 0 | 0 | 0 | 0 | 0 | 0 | 0 | 0 | 0 | 0 | 0 | 0 | 0 | 0 | 0 | 0
| 0 | 0 | MH |  |  |  |  | 0 | 0 | 0 | 0 | 0 | 0 | 0 | 0 | 0 | 0 | 0 | 0 | 0 | 0 | 0 | 0 | 0 | 0 | 0 | 0 | 0 | 0 | 0 | 0 | 0 | 0 | 0 | 0 | 0 | 0 | 0 | 0 | 0 | 0 | 0 | 0 | 0 | 0
| 0 | 0 | MH |  |  |  |  | 0 | 0 | 0 | 0 | 0 | 0 | 0 | 0 | 0 | 0 | 0 | 0 | 0 | 0 | 0 | 0 | 0 | 0 | 0 | 0 | 0 | 0 | 0 | 0 | 0 | 0 | 0 | 0 | 0 | 0 | 0 | 0 | 0 | 0 | 0 | 0 | 0 | 0
CPO | 45 | 50 | CPO |  |  |  |  | 0 | 0 | 0 | 0 | 0 | 0 | 0 | 0 | 0 | 0 | 0 | 0 | 0 | 0 | 0 | 0 | 0 | 0 | 0 | 0 | 0 | 0 | 0 | 0 | 0 | 0 | 0 | 0 | 0 | 0 | 0 | 0 | 0 | 0 | 0 | 0 | 0 | 0
| 60 | 66 | CPO |  |  |  |  | 0 | 0 | 0 | 0 | 0 | 0 | 0 | 0 | 0 | 0 | 0 | 0 | 0 | 0 | 0 | 0 | 0 | 0 | 0 | 0 | 0 | 0 | 0 | 0 | 0 | 0 | 0 | 0 | 0 | 0 | 0 | 0 | 0 | 0 | 0 | 0 | 0 | 0
| 90 | 98 | CPO |  |  |  |  | 0 | 0 | 0 | 0 | 0 | 0 | 0 | 0 | 0 | 0 | 0 | 0 | 0 | 0 | 0 | 0 | 0 | 0 | 0 | 0 | 0 | 0 | 0 | 0 | 0 | 0 | 0 | 0 | 0 | 0 | 0 | 0 | 0 | 0 | 0 | 0 | 0 | 0
| 140 | 153 | CPO |  |  |  |  | 0 | 0 | 0 | 0 | 0 | 0 | 0 | 0 | 0 | 0 | 0 | 0 | 0 | 0 | 0 | 0 | 0 | 0 | 0 | 0 | 0 | 0 | 0 | 0 | 0 | 0 | 0 | 0 | 0 | 0 | 0 | 0 | 0 | 0 | 0 | 0 | 0 | 0
| 0 | 0 | 0 |  |  |  |  | 0 | 0 | 0 | 0 | 0 | 0 | 0 | 0 | 0 | 0 | 0 | 0 | 0 | 0 | 0 | 0 | 0 | 0 | 0 | 0 | 0 | 0 | 0 | 0 | 0 | 0 | 0 | 0 | 0 | 0 | 0 | 0 | 0 | 0 | 0 | 0 | 0 | 0
| 0 | 0 | 0 |  |  |  |  | 0 | 0 | 0 | 0 | 0 | 0 | 0 | 0 | 0 | 0 | 0 | 0 | 0 | 0 | 0 | 0 | 0 | 0 | 0 | 0 | 0 | 0 | 0 | 0 | 0 | 0 | 0 | 0 | 0 | 0 | 0 | 0 | 0 | 0 | 0 | 0 | 0 | 0
| 0 | 0 | 0 |  |  |  |  | 0 | 0 | 0 | 0 | 0 | 0 | 0 | 0 | 0 | 0 | 0 | 0 | 0 | 0 | 0 | 0 | 0 | 0 | 0 | 0 | 0 | 0 | 0 | 0 | 0 | 0 | 0 | 0 | 0 | 0 | 0 | 0 | 0 | 0 | 0 | 0 | 0 | 0
| 0 | 0 | 0 |  |  |  |  | 0 | 0 | 0 | 0 | 0 | 0 | 0 | 0 | 0 | 0 | 0 | 0 | 0 | 0 | 0 | 0 | 0 | 0 | 0 | 0 | 0 | 0 | 0 | 0 | 0 | 0 | 0 | 0 | 0 | 0 | 0 | 0 | 0 | 0 | 0 | 0 | 0 | 0
| 0 | 0 | 0 |  |  |  |  | 0 | 0 | 0 | 0 | 0 | 0 | 0 | 0 | 0 | 0 | 0 | 0 | 0 | 0 | 0 | 0 | 0 | 0 | 0 | 0 | 0 | 0 | 0 | 0 | 0 | 0 | 0 | 0 | 0 | 0 | 0 | 0 | 0 | 0 | 0 | 0 | 0 | 0
| 0 | 0 | 0 |  |  |  |  | 0 | 0 | 0 | 0 | 0 | 0 | 0 | 0 | 0 | 0 | 0 | 0 | 0 | 0 | 0 | 0 | 0 | 0 | 0 | 0 | 0 | 0 | 0 | 0 | 0 | 0 | 0 | 0 | 0 | 0 | 0 | 0 | 0 | 0 | 0 | 0 | 0 | 0
| 0 | 0 | 0 |  |  |  |  | 0 | 0 | 0 | 0 | 0 | 0 | 0 | 0 | 0 | 0 | 0 | 0 | 0 | 0 | 0 | 0 | 0 | 0 | 0 | 0 | 0 | 0 | 0 | 0 | 0 | 0 | 0 | 0 | 0 | 0 | 0 | 0 | 0 | 0 | 0 | 0 | 0 | 0
CLPM | 36 | 36 | LPM |  |  |  |  | 0 | 0 | 0 | 0 | 0 | 0 | 0 | 0 | 0 | 0 | 0 | 0 | 0 | 0 | 0 | 0 | 0 | 0 | 0 | 0 | 0 | 0 | 0 | 0 | 0 | 0 | 0 | 0 | 0 | 0 | 0 | 0 | 0 | 0 | 0 | 0 | 0 | 0
| 40 | 45 | LPM |  |  |  |  | 0 | 0 | 0 | 0 | 0 | 0 | 0 | 0 | 0 | 0 | 0 | 0 | 0 | 0 | 0 | 0 | 0 | 0 | 0 | 0 | 0 | 0 | 0 | 0 | 0 | 0 | 0 | 0 | 0 | 0 | 0 | 0 | 0 | 0 | 0 | 0 | 0 | 0
| 55 | 62 | LPM |  |  |  |  | 0 | 0 | 0 | 0 | 0 | 0 | 0 | 0 | 0 | 0 | 0 | 0 | 0 | 0 | 0 | 0 | 0 | 0 | 0 | 0 | 0 | 0 | 0 | 0 | 0 | 0 | 0 | 0 | 0 | 0 | 0 | 0 | 0 | 0 | 0 | 0 | 0 | 0
| 0 | 0 | LPM |  |  |  |  | 0 | 0 | 0 | 0 | 0 | 0 | 0 | 0 | 0 | 0 | 0 | 0 | 0 | 0 | 0 | 0 | 0 | 0 | 0 | 0 | 0 | 0 | 0 | 0 | 0 | 0 | 0 | 0 | 0 | 0 | 0 | 0 | 0 | 0 | 0 | 0 | 0 | 0
CLPM | 36 | 44 | LPM |  |  |  |  | 0 | 0 | 0 | 0 | 0 | 0 | 0 | 0 | 0 | 0 | 0 | 0 | 0 | 0 | 0 | 0 | 0 | 0 | 0 | 0 | 0 | 0 | 0 | 0 | 0 | 0 | 0 | 0 | 0 | 0 | 0 | 0 | 0 | 0 | 0 | 0 | 0 | 0
| 40 | 45 | LPM |  |  |  |  | 0 | 0 | 0 | 0 | 0 | 0 | 0 | 0 | 0 | 0 | 0 | 0 | 0 | 0 | 0 | 0 | 0 | 0 | 0 | 0 | 0 | 0 | 0 | 0 | 0 | 0 | 0 | 0 | 0 | 0 | 0 | 0 | 0 | 0 | 0 | 0 | 0 | 0
| 0 | 0 | LPM |  |  |  |  | 0 | 0 | 0 | 0 | 0 | 0 | 0 | 0 | 0 | 0 | 0 | 0 | 0 | 0 | 0 | 0 | 0 | 0 | 0 | 0 | 0 | 0 | 0 | 0 | 0 | 0 | 0 | 0 | 0 | 0 | 0 | 0 | 0 | 0 | 0 | 0 | 0 | 0
| 0 | 0 | LPM |  |  |  |  | 0 | 0 | 0 | 0 | 0 | 0 | 0 | 0 | 0 | 0 | 0 | 0 | 0 | 0 | 0 | 0 | 0 | 0 | 0 | 0 | 0 | 0 | 0 | 0 | 0 | 0 | 0 | 0 | 0 | 0 | 0 | 0 | 0 | 0 | 0 | 0 | 0 | 0
LED | 7.9475 | 7.9475 | LED |  |  |  |  | 0 | 0 | 0 | 0 | 0 | 0 | 0 | 0 | 0 | 0 | 0 | 0 | 0 | 0 | 0 | 0 | 0 | 0 | 0 | 0 | 0 | 0 | 0 | 0 | 0 | 0 | 0 | 0 | 0 | 0 | 0 | 0 | 0 | 0 | 0 | 0 | 0 | 0
| 15.895 | 15.895 | LED |  |  |  |  | 0 | 0 | 0 | 0 | 0 | 0 | 0 | 0 | 0 | 0 | 0 | 0 | 0 | 0 | 0 | 0 | 0 | 0 | 0 | 0 | 0 | 0 | 0 | 0 | 0 | 0 | 0 | 0 | 0 | 0 | 0 | 0 | 0 | 0 | 0 | 0 | 0 | 0
| 23.12 | 23.12 | LED |  |  |  |  | 0 | 0 | 0 | 0 | 500 | 0 | 0 | 0 | 0 | 0 | 0 | 0 | 0 | 0 | 0 | 0 | 0 | 0 | 0 | 0 | 0 | 0 | 0 | 0 | 0 | 0 | 0 | 0 | 0 | 0 | 0 | 0 | 0 | 0 | 0 | 0 | 0 | 0
| 43.35 | 43.35 | LED |  |  |  |  | 0 | 0 | 0 | 0 | 5000 | 0 | 0 | 0 | 0 | 0 | 0 | 0 | 0 | 0 | 0 | 0 | 0 | 0 | 0 | 0 | 0 | 0 | 0 | 0 | 0 | 0 | 0 | 0 | 0 | 0 | 0 | 0 | 0 | 0 | 0 | 0 | 0 | 0
| 72.25 | 72.25 | LED |  |  |  |  | 0 | 0 | 0 | 0 | 500 | 0 | 0 | 0 | 0 | 0 | 0 | 0 | 0 | 0 | 0 | 0 | 0 | 0 | 0 | 0 | 0 | 0 | 0 | 0 | 0 | 0 | 0 | 0 | 0 | 0 | 0 | 0 | 0 | 0 | 0 | 0 | 0 | 0
| 108.375 | 108.375 | LED |  |  |  |  | 0 | 0 | 0 | 0 | 0 | 0 | 0 | 0 | 0 | 0 | 0 | 0 | 0 | 0 | 0 | 0 | 0 | 0 | 0 | 0 | 0 | 0 | 0 | 0 | 0 | 0 | 0 | 0 | 0 | 0 | 0 | 0 | 0 | 0 | 0 | 0 | 0 | 0
Additional Lamps - Summary |  |  |  | Year |  | Year |  | 0 | 2012 | 2013 | 2014 | 2015 | 2016 | 2017 | 2018 | 2019 | 2020 | 2021 | 2022 | 2023 | 2024 | 2025 | 2026 | 2027 | 2028 | 2029 | 2030 | 2031 | 2032 | 2033 | 2034 | 2035 | 2036 | 2037 | 2038 | 2039 | 2040 | 2041 | 2042 | 2043 | 2044 | 2045 | 2046 | 2047 | 2048
LPS | [7 empty] | 0 | 0 | 0 | 0 | 0 | 0 | 0 | 0 | 0 | 0 | 0 | 0 | 0 | 0 | 0 | 0 | 0 | 0 | 0 | 0 | 0 | 0 | 0 | 0 | 0 | 0 | 0 | 0 | 0 | 0 | 0 | 0 | 0 | 0 | 0 | 0 | 0 | 0
HPS6 | [7 empty] | 0 | 0 | 0 | 0 | 0 | 0 | 0 | 0 | 0 | 0 | 0 | 0 | 0 | 0 | 0 | 0 | 0 | 0 | 0 | 0 | 0 | 0 | 0 | 0 | 0 | 0 | 0 | 0 | 0 | 0 | 0 | 0 | 0 | 0 | 0 | 0 | 0 | 0
HPS5 | [7 empty] | 0 | 0 | 0 | 0 | 0 | 0 | 0 | 0 | 0 | 0 | 0 | 0 | 0 | 0 | 0 | 0 | 0 | 0 | 0 | 0 | 0 | 0 | 0 | 0 | 0 | 0 | 0 | 0 | 0 | 0 | 0 | 0 | 0 | 0 | 0 | 0 | 0 | 0
CDO | [7 empty] | 0 | 0 | 0 | 0 | 0 | 0 | 0 | 0 | 0 | 0 | 0 | 0 | 0 | 0 | 0 | 0 | 0 | 0 | 0 | 0 | 0 | 0 | 0 | 0 | 0 | 0 | 0 | 0 | 0 | 0 | 0 | 0 | 0 | 0 | 0 | 0 | 0 | 0
MH | [7 empty] | 0 | 0 | 0 | 0 | 0 | 0 | 0 | 0 | 0 | 0 | 0 | 0 | 0 | 0 | 0 | 0 | 0 | 0 | 0 | 0 | 0 | 0 | 0 | 0 | 0 | 0 | 0 | 0 | 0 | 0 | 0 | 0 | 0 | 0 | 0 | 0 | 0 | 0
CPO | [7 empty] | 0 | 0 | 0 | 0 | 0 | 0 | 0 | 0 | 0 | 0 | 0 | 0 | 0 | 0 | 0 | 0 | 0 | 0 | 0 | 0 | 0 | 0 | 0 | 0 | 0 | 0 | 0 | 0 | 0 | 0 | 0 | 0 | 0 | 0 | 0 | 0 | 0 | 0
LPM | [7 empty] | 0 | 0 | 0 | 0 | 0 | 0 | 0 | 0 | 0 | 0 | 0 | 0 | 0 | 0 | 0 | 0 | 0 | 0 | 0 | 0 | 0 | 0 | 0 | 0 | 0 | 0 | 0 | 0 | 0 | 0 | 0 | 0 | 0 | 0 | 0 | 0 | 0 | 0
NULL | [7 empty] | 0 | 0 | 0 | 0 | 0 | 0 | 0 | 0 | 0 | 0 | 0 | 0 | 0 | 0 | 0 | 0 | 0 | 0 | 0 | 0 | 0 | 0 | 0 | 0 | 0 | 0 | 0 | 0 | 0 | 0 | 0 | 0 | 0 | 0 | 0 | 0 | 0 | 0
LED | [7 empty] | 0 | 0 | 0 | 0 | 6000 | 0 | 0 | 0 | 0 | 0 | 0 | 0 | 0 | 0 | 0 | 0 | 0 | 0 | 0 | 0 | 0 | 0 | 0 | 0 | 0 | 0 | 0 | 0 | 0 | 0 | 0 | 0 | 0 | 0 | 0 | 0 | 0 | 0
CUMULATIV TOTAL LAMP BY TYPE |  |  |  | Year |  | Year |  | 0 | 2012 | 2013 | 2014 | 2015 | 2016 | 2017 | 2018 | 2019 | 2020 | 2021 | 2022 | 2023 | 2024 | 2025 | 2026 | 2027 | 2028 | 2029 | 2030 | 2031 | 2032 | 2033 | 2034 | 2035 | 2036 | 2037 | 2038 | 2039 | 2040 | 2041 | 2042 | 2043 | 2044 | 2045 | 2046 | 2047 | 2048
LPS | [7 empty] | 8000 | 8000 | 8000 | 8000 | 3000 | 3000 | 3000 | 3000 | 3000 | 3000 | 3000 | 3000 | 3000 | 3000 | 3000 | 3000 | 3000 | 3000 | 3000 | 3000 | 3000 | 3000 | 3000 | 3000 | 3000 | 3000 | 3000 | 3000 | 3000 | 3000 | 3000 | 3000 | 3000 | 3000 | 3000 | 3000 | 3000 | 3000
HPS6 | [7 empty] | 0 | 0 | 0 | 0 | 0 | 0 | 0 | 0 | 0 | 0 | 0 | 0 | 0 | 0 | 0 | 0 | 0 | 0 | 0 | 0 | 0 | 0 | 0 | 0 | 0 | 0 | 0 | 0 | 0 | 0 | 0 | 0 | 0 | 0 | 0 | 0 | 0 | 0
HPS5 | [7 empty] | 2000 | 2000 | 2000 | 2000 | 1000 | 1000 | 1000 | 1000 | 1000 | 1000 | 1000 | 1000 | 1000 | 1000 | 1000 | 1000 | 1000 | 1000 | 1000 | 1000 | 1000 | 1000 | 1000 | 1000 | 1000 | 1000 | 1000 | 1000 | 1000 | 1000 | 1000 | 1000 | 1000 | 1000 | 1000 | 1000 | 1000 | 1000
CDO | [7 empty] | 0 | 0 | 0 | 0 | 0 | 0 | 0 | 0 | 0 | 0 | 0 | 0 | 0 | 0 | 0 | 0 | 0 | 0 | 0 | 0 | 0 | 0 | 0 | 0 | 0 | 0 | 0 | 0 | 0 | 0 | 0 | 0 | 0 | 0 | 0 | 0 | 0 | 0
MH | [7 empty] | 0 | 0 | 0 | 0 | 0 | 0 | 0 | 0 | 0 | 0 | 0 | 0 | 0 | 0 | 0 | 0 | 0 | 0 | 0 | 0 | 0 | 0 | 0 | 0 | 0 | 0 | 0 | 0 | 0 | 0 | 0 | 0 | 0 | 0 | 0 | 0 | 0 | 0
CPO | [7 empty] | 0 | 0 | 0 | 0 | 0 | 0 | 0 | 0 | 0 | 0 | 0 | 0 | 0 | 0 | 0 | 0 | 0 | 0 | 0 | 0 | 0 | 0 | 0 | 0 | 0 | 0 | 0 | 0 | 0 | 0 | 0 | 0 | 0 | 0 | 0 | 0 | 0 | 0
LPM | [7 empty] | 0 | 0 | 0 | 0 | 0 | 0 | 0 | 0 | 0 | 0 | 0 | 0 | 0 | 0 | 0 | 0 | 0 | 0 | 0 | 0 | 0 | 0 | 0 | 0 | 0 | 0 | 0 | 0 | 0 | 0 | 0 | 0 | 0 | 0 | 0 | 0 | 0 | 0
NULL | [7 empty] | 0 | 0 | 0 | 0 | 0 | 0 | 0 | 0 | 0 | 0 | 0 | 0 | 0 | 0 | 0 | 0 | 0 | 0 | 0 | 0 | 0 | 0 | 0 | 0 | 0 | 0 | 0 | 0 | 0 | 0 | 0 | 0 | 0 | 0 | 0 | 0 | 0 | 0
LED | [7 empty] | 0 | 0 | 0 | 0 | 6000 | 6000 | 6000 | 6000 | 6000 | 6000 | 6000 | 6000 | 6000 | 6000 | 6000 | 6000 | 6000 | 6000 | 6000 | 6000 | 6000 | 6000 | 6000 | 6000 | 6000 | 6000 | 6000 | 6000 | 6000 | 6000 | 6000 | 6000 | 6000 | 6000 | 6000 | 6000 | 6000 | 6000
LANTERN REPLACEMENT PROGRAMME
PROFILE OF OPERATING ASSETS | [7 empty] | 0: Year
[8 empty] | 0 | 2012 | 2013 | 2014 | 2015 | 2016 | 2017 | 2018 | 2019 | 2020 | 2021 | 2022 | 2023 | 2024 | 2025 | 2026 | 2027 | 2028 | 2029 | 2030 | 2031 | 2032 | 2033 | 2034 | 2035 | 2036 | 2037 | 2038 | 2039 | 2040 | 2041 | 2042 | 2043 | 2044 | 2045 | 2046 | 2047 | 2048
Type | Wattage (W) | Circuit W |  | OP HOURS BEFORE | Watt-hours/LAMP INC DIMMING | OP HOURS AFTER | Watt-hours/LAMP INC DIMMING
LPS | 35 | 58 | LPS | 4138 | 240004 | 4138 | 240004 | 1000 | 1000 | 1000 | 1000 | 1000 | 1000 | 1000 | 1000 | 1000 | 1000 | 1000 | 1000 | 1000 | 1000 | 1000 | 1000 | 1000 | 1000 | 1000 | 1000 | 1000 | 1000 | 1000 | 1000 | 1000 | 1000 | 1000 | 1000 | 1000 | 1000 | 1000 | 1000 | 1000 | 1000 | 1000 | 1000 | 1000 | 1000
| 55 | 74 | LPS | 4138 | 306212 | 4138 | 306212 | 2000 | 2000 | 2000 | 2000 | 1500 | 1500 | 1500 | 1500 | 1500 | 1500 | 1500 | 1500 | 1500 | 1500 | 1500 | 1500 | 1500 | 1500 | 1500 | 1500 | 1500 | 1500 | 1500 | 1500 | 1500 | 1500 | 1500 | 1500 | 1500 | 1500 | 1500 | 1500 | 1500 | 1500 | 1500 | 1500 | 1500 | 1500
| 90 | 122 | LPS | 4138 | 504836 | 4138 | 504836 | 3000 | 3000 | 3000 | 3000 | 0 | 0 | 0 | 0 | 0 | 0 | 0 | 0 | 0 | 0 | 0 | 0 | 0 | 0 | 0 | 0 | 0 | 0 | 0 | 0 | 0 | 0 | 0 | 0 | 0 | 0 | 0 | 0 | 0 | 0 | 0 | 0 | 0 | 0
| 135 | 178 | LPS | 4138 | 736564 | 4138 | 736564 | 0 | 0 | 0 | 0 | 0 | 0 | 0 | 0 | 0 | 0 | 0 | 0 | 0 | 0 | 0 | 0 | 0 | 0 | 0 | 0 | 0 | 0 | 0 | 0 | 0 | 0 | 0 | 0 | 0 | 0 | 0 | 0 | 0 | 0 | 0 | 0 | 0 | 0
| 180 | 223 | LPS | 4138 | 922774 | 4138 | 922774 | 0 | 0 | 0 | 0 | 0 | 0 | 0 | 0 | 0 | 0 | 0 | 0 | 0 | 0 | 0 | 0 | 0 | 0 | 0 | 0 | 0 | 0 | 0 | 0 | 0 | 0 | 0 | 0 | 0 | 0 | 0 | 0 | 0 | 0 | 0 | 0 | 0 | 0
| 0 | 0 | LPS | 4138 | 0 | 4138 | 0 | 0 | 0 | 0 | 0 | 0 | 0 | 0 | 0 | 0 | 0 | 0 | 0 | 0 | 0 | 0 | 0 | 0 | 0 | 0 | 0 | 0 | 0 | 0 | 0 | 0 | 0 | 0 | 0 | 0 | 0 | 0 | 0 | 0 | 0 | 0 | 0 | 0 | 0
| 0 | 0 | LPS | 4138 | 0 | 4138 | 0 | 0 | 0 | 0 | 0 | 0 | 0 | 0 | 0 | 0 | 0 | 0 | 0 | 0 | 0 | 0 | 0 | 0 | 0 | 0 | 0 | 0 | 0 | 0 | 0 | 0 | 0 | 0 | 0 | 0 | 0 | 0 | 0 | 0 | 0 | 0 | 0 | 0 | 0
| 0 | 0 | LPS | 4138 | 0 | 4138 | 0 | 0 | 0 | 0 | 0 | 0 | 0 | 0 | 0 | 0 | 0 | 0 | 0 | 0 | 0 | 0 | 0 | 0 | 0 | 0 | 0 | 0 | 0 | 0 | 0 | 0 | 0 | 0 | 0 | 0 | 0 | 0 | 0 | 0 | 0 | 0 | 0 | 0 | 0
LPS | 55 | 77 | LPS | 4138 | 318626 | 4138 | 318626 | 0 | 0 | 0 | 0 | 0 | 0 | 0 | 0 | 0 | 0 | 0 | 0 | 0 | 0 | 0 | 0 | 0 | 0 | 0 | 0 | 0 | 0 | 0 | 0 | 0 | 0 | 0 | 0 | 0 | 0 | 0 | 0 | 0 | 0 | 0 | 0 | 0 | 0
| 90 | 130 | LPS | 4138 | 537940 | 4138 | 537940 | 1500 | 1500 | 1500 | 1500 | 500 | 500 | 500 | 500 | 500 | 500 | 500 | 500 | 500 | 500 | 500 | 500 | 500 | 500 | 500 | 500 | 500 | 500 | 500 | 500 | 500 | 500 | 500 | 500 | 500 | 500 | 500 | 500 | 500 | 500 | 500 | 500 | 500 | 500
| 135 | 190 | LPS | 4138 | 786220 | 4138 | 786220 | 500 | 500 | 500 | 500 | 0 | 0 | 0 | 0 | 0 | 0 | 0 | 0 | 0 | 0 | 0 | 0 | 0 | 0 | 0 | 0 | 0 | 0 | 0 | 0 | 0 | 0 | 0 | 0 | 0 | 0 | 0 | 0 | 0 | 0 | 0 | 0 | 0 | 0
| 180 | 223 | LPS | 4138 | 922774 | 4138 | 922774 | 0 | 0 | 0 | 0 | 0 | 0 | 0 | 0 | 0 | 0 | 0 | 0 | 0 | 0 | 0 | 0 | 0 | 0 | 0 | 0 | 0 | 0 | 0 | 0 | 0 | 0 | 0 | 0 | 0 | 0 | 0 | 0 | 0 | 0 | 0 | 0 | 0 | 0
| 0 | 0 | LPS | 4138 | 0 | 4138 | 0 | 0 | 0 | 0 | 0 | 0 | 0 | 0 | 0 | 0 | 0 | 0 | 0 | 0 | 0 | 0 | 0 | 0 | 0 | 0 | 0 | 0 | 0 | 0 | 0 | 0 | 0 | 0 | 0 | 0 | 0 | 0 | 0 | 0 | 0 | 0 | 0 | 0 | 0
| 0 | 0 | LPS | 4138 | 0 | 4138 | 0 | 0 | 0 | 0 | 0 | 0 | 0 | 0 | 0 | 0 | 0 | 0 | 0 | 0 | 0 | 0 | 0 | 0 | 0 | 0 | 0 | 0 | 0 | 0 | 0 | 0 | 0 | 0 | 0 | 0 | 0 | 0 | 0 | 0 | 0 | 0 | 0 | 0 | 0
| 0 | 0 | LPS | 4138 | 0 | 4138 | 0 | 0 | 0 | 0 | 0 | 0 | 0 | 0 | 0 | 0 | 0 | 0 | 0 | 0 | 0 | 0 | 0 | 0 | 0 | 0 | 0 | 0 | 0 | 0 | 0 | 0 | 0 | 0 | 0 | 0 | 0 | 0 | 0 | 0 | 0 | 0 | 0 | 0 | 0
| 0 | 0 | LPS | 4138 | 0 | 4138 | 0 | 0 | 0 | 0 | 0 | 0 | 0 | 0 | 0 | 0 | 0 | 0 | 0 | 0 | 0 | 0 | 0 | 0 | 0 | 0 | 0 | 0 | 0 | 0 | 0 | 0 | 0 | 0 | 0 | 0 | 0 | 0 | 0 | 0 | 0 | 0 | 0 | 0 | 0
HPS | 50 | 57 | HPS6 | 4138 | 235866 | 4138 | 235866 | 0 | 0 | 0 | 0 | 0 | 0 | 0 | 0 | 0 | 0 | 0 | 0 | 0 | 0 | 0 | 0 | 0 | 0 | 0 | 0 | 0 | 0 | 0 | 0 | 0 | 0 | 0 | 0 | 0 | 0 | 0 | 0 | 0 | 0 | 0 | 0 | 0 | 0
| 70 | 77 | HPS6 | 4138 | 318626 | 4138 | 318626 | 0 | 0 | 0 | 0 | 0 | 0 | 0 | 0 | 0 | 0 | 0 | 0 | 0 | 0 | 0 | 0 | 0 | 0 | 0 | 0 | 0 | 0 | 0 | 0 | 0 | 0 | 0 | 0 | 0 | 0 | 0 | 0 | 0 | 0 | 0 | 0 | 0 | 0
| 100 | 105 | HPS6 | 4138 | 434490 | 4138 | 434490 | 0 | 0 | 0 | 0 | 0 | 0 | 0 | 0 | 0 | 0 | 0 | 0 | 0 | 0 | 0 | 0 | 0 | 0 | 0 | 0 | 0 | 0 | 0 | 0 | 0 | 0 | 0 | 0 | 0 | 0 | 0 | 0 | 0 | 0 | 0 | 0 | 0 | 0
| 150 | 159 | HPS6 | 4138 | 657942 | 4138 | 657942 | 0 | 0 | 0 | 0 | 0 | 0 | 0 | 0 | 0 | 0 | 0 | 0 | 0 | 0 | 0 | 0 | 0 | 0 | 0 | 0 | 0 | 0 | 0 | 0 | 0 | 0 | 0 | 0 | 0 | 0 | 0 | 0 | 0 | 0 | 0 | 0 | 0 | 0
| 250 | 267 | HPS6 | 4138 | 1104846 | 4138 | 1104846 | 0 | 0 | 0 | 0 | 0 | 0 | 0 | 0 | 0 | 0 | 0 | 0 | 0 | 0 | 0 | 0 | 0 | 0 | 0 | 0 | 0 | 0 | 0 | 0 | 0 | 0 | 0 | 0 | 0 | 0 | 0 | 0 | 0 | 0 | 0 | 0 | 0 | 0
| 400 | 434 | HPS6 | 4138 | 1795892 | 4138 | 1795892 | 0 | 0 | 0 | 0 | 0 | 0 | 0 | 0 | 0 | 0 | 0 | 0 | 0 | 0 | 0 | 0 | 0 | 0 | 0 | 0 | 0 | 0 | 0 | 0 | 0 | 0 | 0 | 0 | 0 | 0 | 0 | 0 | 0 | 0 | 0 | 0 | 0 | 0
| 0 | 0 | HPS6 | 4138 | 0 | 4138 | 0 | 0 | 0 | 0 | 0 | 0 | 0 | 0 | 0 | 0 | 0 | 0 | 0 | 0 | 0 | 0 | 0 | 0 | 0 | 0 | 0 | 0 | 0 | 0 | 0 | 0 | 0 | 0 | 0 | 0 | 0 | 0 | 0 | 0 | 0 | 0 | 0 | 0 | 0
| 0 | 0 | HPS6 | 4138 | 0 | 4138 | 0 | 0 | 0 | 0 | 0 | 0 | 0 | 0 | 0 | 0 | 0 | 0 | 0 | 0 | 0 | 0 | 0 | 0 | 0 | 0 | 0 | 0 | 0 | 0 | 0 | 0 | 0 | 0 | 0 | 0 | 0 | 0 | 0 | 0 | 0 | 0 | 0 | 0 | 0
HPS | 50 | 62 | HPS5 | 4138 | 256556 | 4138 | 256556 | 0 | 0 | 0 | 0 | 0 | 0 | 0 | 0 | 0 | 0 | 0 | 0 | 0 | 0 | 0 | 0 | 0 | 0 | 0 | 0 | 0 | 0 | 0 | 0 | 0 | 0 | 0 | 0 | 0 | 0 | 0 | 0 | 0 | 0 | 0 | 0 | 0 | 0
| 70 | 79 | HPS5 | 4138 | 326902 | 4138 | 326902 | 1000 | 1000 | 1000 | 1000 | 1000 | 1000 | 1000 | 1000 | 1000 | 1000 | 1000 | 1000 | 1000 | 1000 | 1000 | 1000 | 1000 | 1000 | 1000 | 1000 | 1000 | 1000 | 1000 | 1000 | 1000 | 1000 | 1000 | 1000 | 1000 | 1000 | 1000 | 1000 | 1000 | 1000 | 1000 | 1000 | 1000 | 1000
| 100 | 114 | HPS5 | 4138 | 471732 | 4138 | 471732 | 1000 | 1000 | 1000 | 1000 | 0 | 0 | 0 | 0 | 0 | 0 | 0 | 0 | 0 | 0 | 0 | 0 | 0 | 0 | 0 | 0 | 0 | 0 | 0 | 0 | 0 | 0 | 0 | 0 | 0 | 0 | 0 | 0 | 0 | 0 | 0 | 0 | 0 | 0
| 150 | 190 | HPS5 | 4138 | 786220 | 4138 | 786220 | 0 | 0 | 0 | 0 | 0 | 0 | 0 | 0 | 0 | 0 | 0 | 0 | 0 | 0 | 0 | 0 | 0 | 0 | 0 | 0 | 0 | 0 | 0 | 0 | 0 | 0 | 0 | 0 | 0 | 0 | 0 | 0 | 0 | 0 | 0 | 0 | 0 | 0
| 250 | 301 | HPS5 | 4138 | 1245538 | 4138 | 1245538 | 0 | 0 | 0 | 0 | 0 | 0 | 0 | 0 | 0 | 0 | 0 | 0 | 0 | 0 | 0 | 0 | 0 | 0 | 0 | 0 | 0 | 0 | 0 | 0 | 0 | 0 | 0 | 0 | 0 | 0 | 0 | 0 | 0 | 0 | 0 | 0 | 0 | 0
| 400 | 434 | HPS5 | 4138 | 1795892 | 4138 | 1795892 | 0 | 0 | 0 | 0 | 0 | 0 | 0 | 0 | 0 | 0 | 0 | 0 | 0 | 0 | 0 | 0 | 0 | 0 | 0 | 0 | 0 | 0 | 0 | 0 | 0 | 0 | 0 | 0 | 0 | 0 | 0 | 0 | 0 | 0 | 0 | 0 | 0 | 0
| 0 | 0 | HPS5 | 4138 | 0 | 4138 | 0 | 0 | 0 | 0 | 0 | 0 | 0 | 0 | 0 | 0 | 0 | 0 | 0 | 0 | 0 | 0 | 0 | 0 | 0 | 0 | 0 | 0 | 0 | 0 | 0 | 0 | 0 | 0 | 0 | 0 | 0 | 0 | 0 | 0 | 0 | 0 | 0 | 0 | 0
| 0 | 0 | HPS5 | 4138 | 0 | 4138 | 0 | 0 | 0 | 0 | 0 | 0 | 0 | 0 | 0 | 0 | 0 | 0 | 0 | 0 | 0 | 0 | 0 | 0 | 0 | 0 | 0 | 0 | 0 | 0 | 0 | 0 | 0 | 0 | 0 | 0 | 0 | 0 | 0 | 0 | 0 | 0 | 0 | 0 | 0
CDO | 70 | 79 | CDO | 4138 | 326902 | 4138 | 326902 | 0 | 0 | 0 | 0 | 0 | 0 | 0 | 0 | 0 | 0 | 0 | 0 | 0 | 0 | 0 | 0 | 0 | 0 | 0 | 0 | 0 | 0 | 0 | 0 | 0 | 0 | 0 | 0 | 0 | 0 | 0 | 0 | 0 | 0 | 0 | 0 | 0 | 0
| 100 | 114 | CDO | 4138 | 471732 | 4138 | 471732 | 0 | 0 | 0 | 0 | 0 | 0 | 0 | 0 | 0 | 0 | 0 | 0 | 0 | 0 | 0 | 0 | 0 | 0 | 0 | 0 | 0 | 0 | 0 | 0 | 0 | 0 | 0 | 0 | 0 | 0 | 0 | 0 | 0 | 0 | 0 | 0 | 0 | 0
| 150 | 190 | CDO | 4138 | 786220 | 4138 | 786220 | 0 | 0 | 0 | 0 | 0 | 0 | 0 | 0 | 0 | 0 | 0 | 0 | 0 | 0 | 0 | 0 | 0 | 0 | 0 | 0 | 0 | 0 | 0 | 0 | 0 | 0 | 0 | 0 | 0 | 0 | 0 | 0 | 0 | 0 | 0 | 0 | 0 | 0
| 250 | 301 | CDO | 4138 | 1245538 | 4138 | 1245538 | 0 | 0 | 0 | 0 | 0 | 0 | 0 | 0 | 0 | 0 | 0 | 0 | 0 | 0 | 0 | 0 | 0 | 0 | 0 | 0 | 0 | 0 | 0 | 0 | 0 | 0 | 0 | 0 | 0 | 0 | 0 | 0 | 0 | 0 | 0 | 0 | 0 | 0
| 70 | 79 | CDO | 4138 | 326902 | 4138 | 326902 | 0 | 0 | 0 | 0 | 0 | 0 | 0 | 0 | 0 | 0 | 0 | 0 | 0 | 0 | 0 | 0 | 0 | 0 | 0 | 0 | 0 | 0 | 0 | 0 | 0 | 0 | 0 | 0 | 0 | 0 | 0 | 0 | 0 | 0 | 0 | 0 | 0 | 0
| 100 | 106 | CDO | 4138 | 438628 | 4138 | 438628 | 0 | 0 | 0 | 0 | 0 | 0 | 0 | 0 | 0 | 0 | 0 | 0 | 0 | 0 | 0 | 0 | 0 | 0 | 0 | 0 | 0 | 0 | 0 | 0 | 0 | 0 | 0 | 0 | 0 | 0 | 0 | 0 | 0 | 0 | 0 | 0 | 0 | 0
| 150 | 158 | CDO | 4138 | 653804 | 4138 | 653804 | 0 | 0 | 0 | 0 | 0 | 0 | 0 | 0 | 0 | 0 | 0 | 0 | 0 | 0 | 0 | 0 | 0 | 0 | 0 | 0 | 0 | 0 | 0 | 0 | 0 | 0 | 0 | 0 | 0 | 0 | 0 | 0 | 0 | 0 | 0 | 0 | 0 | 0
| 250 | 267 | CDO | 4138 | 1104846 | 4138 | 1104846 | 0 | 0 | 0 | 0 | 0 | 0 | 0 | 0 | 0 | 0 | 0 | 0 | 0 | 0 | 0 | 0 | 0 | 0 | 0 | 0 | 0 | 0 | 0 | 0 | 0 | 0 | 0 | 0 | 0 | 0 | 0 | 0 | 0 | 0 | 0 | 0 | 0 | 0
MH | 50 | 57 | MH | 4138 | 235866 | 4138 | 235866 | 0 | 0 | 0 | 0 | 0 | 0 | 0 | 0 | 0 | 0 | 0 | 0 | 0 | 0 | 0 | 0 | 0 | 0 | 0 | 0 | 0 | 0 | 0 | 0 | 0 | 0 | 0 | 0 | 0 | 0 | 0 | 0 | 0 | 0 | 0 | 0 | 0 | 0
| 70 | 76 | MH | 4138 | 314488 | 4138 | 314488 | 0 | 0 | 0 | 0 | 0 | 0 | 0 | 0 | 0 | 0 | 0 | 0 | 0 | 0 | 0 | 0 | 0 | 0 | 0 | 0 | 0 | 0 | 0 | 0 | 0 | 0 | 0 | 0 | 0 | 0 | 0 | 0 | 0 | 0 | 0 | 0 | 0 | 0
| 100 | 114 | MH | 4138 | 471732 | 4138 | 471732 | 0 | 0 | 0 | 0 | 0 | 0 | 0 | 0 | 0 | 0 | 0 | 0 | 0 | 0 | 0 | 0 | 0 | 0 | 0 | 0 | 0 | 0 | 0 | 0 | 0 | 0 | 0 | 0 | 0 | 0 | 0 | 0 | 0 | 0 | 0 | 0 | 0 | 0
| 150 | 163 | MH | 4138 | 674494 | 4138 | 674494 | 0 | 0 | 0 | 0 | 0 | 0 | 0 | 0 | 0 | 0 | 0 | 0 | 0 | 0 | 0 | 0 | 0 | 0 | 0 | 0 | 0 | 0 | 0 | 0 | 0 | 0 | 0 | 0 | 0 | 0 | 0 | 0 | 0 | 0 | 0 | 0 | 0 | 0
| 250 | 261 | MH | 4138 | 1080018 | 4138 | 1080018 | 0 | 0 | 0 | 0 | 0 | 0 | 0 | 0 | 0 | 0 | 0 | 0 | 0 | 0 | 0 | 0 | 0 | 0 | 0 | 0 | 0 | 0 | 0 | 0 | 0 | 0 | 0 | 0 | 0 | 0 | 0 | 0 | 0 | 0 | 0 | 0 | 0 | 0
| 400 | 424 | MH | 4138 | 1754512 | 4138 | 1754512 | 0 | 0 | 0 | 0 | 0 | 0 | 0 | 0 | 0 | 0 | 0 | 0 | 0 | 0 | 0 | 0 | 0 | 0 | 0 | 0 | 0 | 0 | 0 | 0 | 0 | 0 | 0 | 0 | 0 | 0 | 0 | 0 | 0 | 0 | 0 | 0 | 0 | 0
| 0 | 0 | MH | 4138 | 0 | 4138 | 0 | 0 | 0 | 0 | 0 | 0 | 0 | 0 | 0 | 0 | 0 | 0 | 0 | 0 | 0 | 0 | 0 | 0 | 0 | 0 | 0 | 0 | 0 | 0 | 0 | 0 | 0 | 0 | 0 | 0 | 0 | 0 | 0 | 0 | 0 | 0 | 0 | 0 | 0
| 0 | 0 | MH | 4138 | 0 | 4138 | 0 | 0 | 0 | 0 | 0 | 0 | 0 | 0 | 0 | 0 | 0 | 0 | 0 | 0 | 0 | 0 | 0 | 0 | 0 | 0 | 0 | 0 | 0 | 0 | 0 | 0 | 0 | 0 | 0 | 0 | 0 | 0 | 0 | 0 | 0 | 0 | 0 | 0 | 0
MH | 70 | 89 | MH | 4138 | 368282 | 4138 | 368282 | 0 | 0 | 0 | 0 | 0 | 0 | 0 | 0 | 0 | 0 | 0 | 0 | 0 | 0 | 0 | 0 | 0 | 0 | 0 | 0 | 0 | 0 | 0 | 0 | 0 | 0 | 0 | 0 | 0 | 0 | 0 | 0 | 0 | 0 | 0 | 0 | 0 | 0
| 100 | 118 | MH | 4138 | 488284 | 4138 | 488284 | 0 | 0 | 0 | 0 | 0 | 0 | 0 | 0 | 0 | 0 | 0 | 0 | 0 | 0 | 0 | 0 | 0 | 0 | 0 | 0 | 0 | 0 | 0 | 0 | 0 | 0 | 0 | 0 | 0 | 0 | 0 | 0 | 0 | 0 | 0 | 0 | 0 | 0
| 150 | 179 | MH | 4138 | 740702 | 4138 | 740702 | 0 | 0 | 0 | 0 | 0 | 0 | 0 | 0 | 0 | 0 | 0 | 0 | 0 | 0 | 0 | 0 | 0 | 0 | 0 | 0 | 0 | 0 | 0 | 0 | 0 | 0 | 0 | 0 | 0 | 0 | 0 | 0 | 0 | 0 | 0 | 0 | 0 | 0
| 250 | 301 | MH | 4138 | 1245538 | 4138 | 1245538 | 0 | 0 | 0 | 0 | 0 | 0 | 0 | 0 | 0 | 0 | 0 | 0 | 0 | 0 | 0 | 0 | 0 | 0 | 0 | 0 | 0 | 0 | 0 | 0 | 0 | 0 | 0 | 0 | 0 | 0 | 0 | 0 | 0 | 0 | 0 | 0 | 0 | 0
| 400 | 471 | MH | 4138 | 1948998 | 4138 | 1948998 | 0 | 0 | 0 | 0 | 0 | 0 | 0 | 0 | 0 | 0 | 0 | 0 | 0 | 0 | 0 | 0 | 0 | 0 | 0 | 0 | 0 | 0 | 0 | 0 | 0 | 0 | 0 | 0 | 0 | 0 | 0 | 0 | 0 | 0 | 0 | 0 | 0 | 0
| 0 | 0 | MH | 4138 | 0 | 4138 | 0 | 0 | 0 | 0 | 0 | 0 | 0 | 0 | 0 | 0 | 0 | 0 | 0 | 0 | 0 | 0 | 0 | 0 | 0 | 0 | 0 | 0 | 0 | 0 | 0 | 0 | 0 | 0 | 0 | 0 | 0 | 0 | 0 | 0 | 0 | 0 | 0 | 0 | 0
| 0 | 0 | MH | 4138 | 0 | 4138 | 0 | 0 | 0 | 0 | 0 | 0 | 0 | 0 | 0 | 0 | 0 | 0 | 0 | 0 | 0 | 0 | 0 | 0 | 0 | 0 | 0 | 0 | 0 | 0 | 0 | 0 | 0 | 0 | 0 | 0 | 0 | 0 | 0 | 0 | 0 | 0 | 0 | 0 | 0
| 0 | 0 | MH | 4138 | 0 | 4138 | 0 | 0 | 0 | 0 | 0 | 0 | 0 | 0 | 0 | 0 | 0 | 0 | 0 | 0 | 0 | 0 | 0 | 0 | 0 | 0 | 0 | 0 | 0 | 0 | 0 | 0 | 0 | 0 | 0 | 0 | 0 | 0 | 0 | 0 | 0 | 0 | 0 | 0 | 0
CMH | 35 | 47 | MH | 4138 | 194486 | 4138 | 194486 | 0 | 0 | 0 | 0 | 0 | 0 | 0 | 0 | 0 | 0 | 0 | 0 | 0 | 0 | 0 | 0 | 0 | 0 | 0 | 0 | 0 | 0 | 0 | 0 | 0 | 0 | 0 | 0 | 0 | 0 | 0 | 0 | 0 | 0 | 0 | 0 | 0 | 0
| 70 | 86 | MH | 4138 | 355868 | 4138 | 355868 | 0 | 0 | 0 | 0 | 0 | 0 | 0 | 0 | 0 | 0 | 0 | 0 | 0 | 0 | 0 | 0 | 0 | 0 | 0 | 0 | 0 | 0 | 0 | 0 | 0 | 0 | 0 | 0 | 0 | 0 | 0 | 0 | 0 | 0 | 0 | 0 | 0 | 0
| 150 | 167 | MH | 4138 | 691046 | 4138 | 691046 | 0 | 0 | 0 | 0 | 0 | 0 | 0 | 0 | 0 | 0 | 0 | 0 | 0 | 0 | 0 | 0 | 0 | 0 | 0 | 0 | 0 | 0 | 0 | 0 | 0 | 0 | 0 | 0 | 0 | 0 | 0 | 0 | 0 | 0 | 0 | 0 | 0 | 0
| 210 | 225 | MH | 4138 | 931050 | 4138 | 931050 | 0 | 0 | 0 | 0 | 0 | 0 | 0 | 0 | 0 | 0 | 0 | 0 | 0 | 0 | 0 | 0 | 0 | 0 | 0 | 0 | 0 | 0 | 0 | 0 | 0 | 0 | 0 | 0 | 0 | 0 | 0 | 0 | 0 | 0 | 0 | 0 | 0 | 0
| 0 | 0 | MH | 4138 | 0 | 4138 | 0 | 0 | 0 | 0 | 0 | 0 | 0 | 0 | 0 | 0 | 0 | 0 | 0 | 0 | 0 | 0 | 0 | 0 | 0 | 0 | 0 | 0 | 0 | 0 | 0 | 0 | 0 | 0 | 0 | 0 | 0 | 0 | 0 | 0 | 0 | 0 | 0 | 0 | 0
| 0 | 0 | MH | 4138 | 0 | 4138 | 0 | 0 | 0 | 0 | 0 | 0 | 0 | 0 | 0 | 0 | 0 | 0 | 0 | 0 | 0 | 0 | 0 | 0 | 0 | 0 | 0 | 0 | 0 | 0 | 0 | 0 | 0 | 0 | 0 | 0 | 0 | 0 | 0 | 0 | 0 | 0 | 0 | 0 | 0
| 0 | 0 | MH | 4138 | 0 | 4138 | 0 | 0 | 0 | 0 | 0 | 0 | 0 | 0 | 0 | 0 | 0 | 0 | 0 | 0 | 0 | 0 | 0 | 0 | 0 | 0 | 0 | 0 | 0 | 0 | 0 | 0 | 0 | 0 | 0 | 0 | 0 | 0 | 0 | 0 | 0 | 0 | 0 | 0 | 0
| 0 | 0 | MH | 4138 | 0 | 4138 | 0 | 0 | 0 | 0 | 0 | 0 | 0 | 0 | 0 | 0 | 0 | 0 | 0 | 0 | 0 | 0 | 0 | 0 | 0 | 0 | 0 | 0 | 0 | 0 | 0 | 0 | 0 | 0 | 0 | 0 | 0 | 0 | 0 | 0 | 0 | 0 | 0 | 0 | 0
CPO | 45 | 50 | CPO | 4138 | 206900 | 4138 | 206900 | 0 | 0 | 0 | 0 | 0 | 0 | 0 | 0 | 0 | 0 | 0 | 0 | 0 | 0 | 0 | 0 | 0 | 0 | 0 | 0 | 0 | 0 | 0 | 0 | 0 | 0 | 0 | 0 | 0 | 0 | 0 | 0 | 0 | 0 | 0 | 0 | 0 | 0
| 60 | 66 | CPO | 4138 | 273108 | 4138 | 273108 | 0 | 0 | 0 | 0 | 0 | 0 | 0 | 0 | 0 | 0 | 0 | 0 | 0 | 0 | 0 | 0 | 0 | 0 | 0 | 0 | 0 | 0 | 0 | 0 | 0 | 0 | 0 | 0 | 0 | 0 | 0 | 0 | 0 | 0 | 0 | 0 | 0 | 0
| 90 | 98 | CPO | 4138 | 405524 | 4138 | 405524 | 0 | 0 | 0 | 0 | 0 | 0 | 0 | 0 | 0 | 0 | 0 | 0 | 0 | 0 | 0 | 0 | 0 | 0 | 0 | 0 | 0 | 0 | 0 | 0 | 0 | 0 | 0 | 0 | 0 | 0 | 0 | 0 | 0 | 0 | 0 | 0 | 0 | 0
| 140 | 153 | CPO | 4138 | 633114 | 4138 | 633114 | 0 | 0 | 0 | 0 | 0 | 0 | 0 | 0 | 0 | 0 | 0 | 0 | 0 | 0 | 0 | 0 | 0 | 0 | 0 | 0 | 0 | 0 | 0 | 0 | 0 | 0 | 0 | 0 | 0 | 0 | 0 | 0 | 0 | 0 | 0 | 0 | 0 | 0
| 0 | 0 | 0 | 4138 | 0 | 4138 | 0 | 0 | 0 | 0 | 0 | 0 | 0 | 0 | 0 | 0 | 0 | 0 | 0 | 0 | 0 | 0 | 0 | 0 | 0 | 0 | 0 | 0 | 0 | 0 | 0 | 0 | 0 | 0 | 0 | 0 | 0 | 0 | 0 | 0 | 0 | 0 | 0 | 0 | 0
| 0 | 0 | 0 | 4138 | 0 | 4138 | 0 | 0 | 0 | 0 | 0 | 0 | 0 | 0 | 0 | 0 | 0 | 0 | 0 | 0 | 0 | 0 | 0 | 0 | 0 | 0 | 0 | 0 | 0 | 0 | 0 | 0 | 0 | 0 | 0 | 0 | 0 | 0 | 0 | 0 | 0 | 0 | 0 | 0 | 0
| 0 | 0 | 0 | 4138 | 0 | 4138 | 0 | 0 | 0 | 0 | 0 | 0 | 0 | 0 | 0 | 0 | 0 | 0 | 0 | 0 | 0 | 0 | 0 | 0 | 0 | 0 | 0 | 0 | 0 | 0 | 0 | 0 | 0 | 0 | 0 | 0 | 0 | 0 | 0 | 0 | 0 | 0 | 0 | 0 | 0
| 0 | 0 | 0 | 4138 | 0 | 4138 | 0 | 0 | 0 | 0 | 0 | 0 | 0 | 0 | 0 | 0 | 0 | 0 | 0 | 0 | 0 | 0 | 0 | 0 | 0 | 0 | 0 | 0 | 0 | 0 | 0 | 0 | 0 | 0 | 0 | 0 | 0 | 0 | 0 | 0 | 0 | 0 | 0 | 0 | 0
| 0 | 0 | 0 | 4138 | 0 | 4138 | 0 | 0 | 0 | 0 | 0 | 0 | 0 | 0 | 0 | 0 | 0 | 0 | 0 | 0 | 0 | 0 | 0 | 0 | 0 | 0 | 0 | 0 | 0 | 0 | 0 | 0 | 0 | 0 | 0 | 0 | 0 | 0 | 0 | 0 | 0 | 0 | 0 | 0 | 0
| 0 | 0 | 0 | 4138 | 0 | 4138 | 0 | 0 | 0 | 0 | 0 | 0 | 0 | 0 | 0 | 0 | 0 | 0 | 0 | 0 | 0 | 0 | 0 | 0 | 0 | 0 | 0 | 0 | 0 | 0 | 0 | 0 | 0 | 0 | 0 | 0 | 0 | 0 | 0 | 0 | 0 | 0 | 0 | 0 | 0
| 0 | 0 | 0 | 4138 | 0 | 4138 | 0 | 0 | 0 | 0 | 0 | 0 | 0 | 0 | 0 | 0 | 0 | 0 | 0 | 0 | 0 | 0 | 0 | 0 | 0 | 0 | 0 | 0 | 0 | 0 | 0 | 0 | 0 | 0 | 0 | 0 | 0 | 0 | 0 | 0 | 0 | 0 | 0 | 0 | 0
CLPM | 36 | 36 | LPM | 4138 | 148968 | 4138 | 148968 | 0 | 0 | 0 | 0 | 0 | 0 | 0 | 0 | 0 | 0 | 0 | 0 | 0 | 0 | 0 | 0 | 0 | 0 | 0 | 0 | 0 | 0 | 0 | 0 | 0 | 0 | 0 | 0 | 0 | 0 | 0 | 0 | 0 | 0 | 0 | 0 | 0 | 0
| 40 | 45 | LPM | 4138 | 186210 | 4138 | 186210 | 0 | 0 | 0 | 0 | 0 | 0 | 0 | 0 | 0 | 0 | 0 | 0 | 0 | 0 | 0 | 0 | 0 | 0 | 0 | 0 | 0 | 0 | 0 | 0 | 0 | 0 | 0 | 0 | 0 | 0 | 0 | 0 | 0 | 0 | 0 | 0 | 0 | 0
| 55 | 62 | LPM | 4138 | 256556 | 4138 | 256556 | 0 | 0 | 0 | 0 | 0 | 0 | 0 | 0 | 0 | 0 | 0 | 0 | 0 | 0 | 0 | 0 | 0 | 0 | 0 | 0 | 0 | 0 | 0 | 0 | 0 | 0 | 0 | 0 | 0 | 0 | 0 | 0 | 0 | 0 | 0 | 0 | 0 | 0
| 0 | 0 | LPM | 4138 | 0 | 4138 | 0 | 0 | 0 | 0 | 0 | 0 | 0 | 0 | 0 | 0 | 0 | 0 | 0 | 0 | 0 | 0 | 0 | 0 | 0 | 0 | 0 | 0 | 0 | 0 | 0 | 0 | 0 | 0 | 0 | 0 | 0 | 0 | 0 | 0 | 0 | 0 | 0 | 0 | 0
CLPM | 36 | 44 | LPM | 4138 | 182072 | 4138 | 182072 | 0 | 0 | 0 | 0 | 0 | 0 | 0 | 0 | 0 | 0 | 0 | 0 | 0 | 0 | 0 | 0 | 0 | 0 | 0 | 0 | 0 | 0 | 0 | 0 | 0 | 0 | 0 | 0 | 0 | 0 | 0 | 0 | 0 | 0 | 0 | 0 | 0 | 0
| 40 | 45 | LPM | 4138 | 186210 | 4138 | 186210 | 0 | 0 | 0 | 0 | 0 | 0 | 0 | 0 | 0 | 0 | 0 | 0 | 0 | 0 | 0 | 0 | 0 | 0 | 0 | 0 | 0 | 0 | 0 | 0 | 0 | 0 | 0 | 0 | 0 | 0 | 0 | 0 | 0 | 0 | 0 | 0 | 0 | 0
| 0 | 0 | LPM | 4138 | 0 | 4138 | 0 | 0 | 0 | 0 | 0 | 0 | 0 | 0 | 0 | 0 | 0 | 0 | 0 | 0 | 0 | 0 | 0 | 0 | 0 | 0 | 0 | 0 | 0 | 0 | 0 | 0 | 0 | 0 | 0 | 0 | 0 | 0 | 0 | 0 | 0 | 0 | 0 | 0 | 0
| 0 | 0 | LPM | 4138 | 0 | 4138 | 0 | 0 | 0 | 0 | 0 | 0 | 0 | 0 | 0 | 0 | 0 | 0 | 0 | 0 | 0 | 0 | 0 | 0 | 0 | 0 | 0 | 0 | 0 | 0 | 0 | 0 | 0 | 0 | 0 | 0 | 0 | 0 | 0 | 0 | 0 | 0 | 0 | 0 | 0
|  |  |  | UNIT COST | NUMBER AFTER UPGRADE |  |  | 0 | 2012 | 2013 | 2014 | 2015 | 2016 | 2017 | 2018 | 2019 | 2020 | 2021 | 2022 | 2023 | 2024 | 2025 | 2026 | 2027 | 2028 | 2029 | 2030 | 2031 | 2032 | 2033 | 2034 | 2035 | 2036 | 2037 | 2038 | 2039 | 2040 | 2041 | 2042 | 2043 | 2044 | 2045 | 2046 | 2047 | 2048
LED | 7.9475 | 7.9475 | LED | 215 | 0 | 4138 | 32886.755 | 0 | 0 | 0 | 0 | 0 | 0 | 0 | 0 | 0 | 0 | 0 | 0 | 0 | 0 | 0 | 0 | 0 | 0 | 0 | 0 | 0 | 0 | 0 | 0 | 0 | 0 | 0 | 0 | 0 | 0 | 0 | 0 | 0 | 0 | 0 | 0 | 0 | 0
| 15.895 | 15.895 | LED | 264 | 0 | 4138 | 65773.51 | 0 | 0 | 0 | 0 | 0 | 0 | 0 | 0 | 0 | 0 | 0 | 0 | 0 | 0 | 0 | 0 | 0 | 0 | 0 | 0 | 0 | 0 | 0 | 0 | 0 | 0 | 0 | 0 | 0 | 0 | 0 | 0 | 0 | 0 | 0 | 0 | 0 | 0
| 23.12 | 23.12 | LED | 317 | 500 | 4138 | 79468.064 | 0 | 0 | 0 | 0 | 500 | 500 | 500 | 500 | 500 | 500 | 500 | 500 | 500 | 500 | 500 | 500 | 500 | 500 | 500 | 500 | 500 | 500 | 500 | 500 | 500 | 500 | 500 | 500 | 500 | 500 | 500 | 500 | 500 | 500 | 500 | 500 | 500 | 500
| 43.35 | 43.35 | LED | 422 | 5000 | 4138 | 164192.46 | 0 | 0 | 0 | 0 | 5000 | 5000 | 5000 | 5000 | 5000 | 5000 | 5000 | 5000 | 5000 | 5000 | 5000 | 5000 | 5000 | 5000 | 5000 | 5000 | 5000 | 5000 | 5000 | 5000 | 5000 | 5000 | 5000 | 5000 | 5000 | 5000 | 5000 | 5000 | 5000 | 5000 | 5000 | 5000 | 5000 | 5000
| 72.25 | 72.25 | LED | 422 | 500 | 4138 | 273654.1 | 0 | 0 | 0 | 0 | 500 | 500 | 500 | 500 | 500 | 500 | 500 | 500 | 500 | 500 | 500 | 500 | 500 | 500 | 500 | 500 | 500 | 500 | 500 | 500 | 500 | 500 | 500 | 500 | 500 | 500 | 500 | 500 | 500 | 500 | 500 | 500 | 500 | 500
| 108.375 | 108.375 | LED | 449 | 0 | 4138 | 448455.75 | 0 | 0 | 0 | 0 | 0 | 0 | 0 | 0 | 0 | 0 | 0 | 0 | 0 | 0 | 0 | 0 | 0 | 0 | 0 | 0 | 0 | 0 | 0 | 0 | 0 | 0 | 0 | 0 | 0 | 0 | 0 | 0 | 0 | 0 | 0 | 0 | 0 | 0
|  |  |  | Ave price | 412.6667
Lantern Replacement programme - PRE UPGRADE | [7 empty] | 0: Year
[8 empty] | 0 | 2012 | 2013 | 2014 | 2015 | 2016 | 2017 | 2018 | 2019 | 2020 | 2021 | 2022 | 2023 | 2024 | 2025 | 2026 | 2027 | 2028 | 2029 | 2030 | 2031 | 2032 | 2033 | 2034 | 2035 | 2036 | 2037 | 2038 | 2039 | 2040 | 2041 | 2042 | 2043 | 2044 | 2045 | 2046 | 2047 | 2048
Type | Wattage (W) | Circuit W
LPS | 35 | 58 | LPS | [5 empty] | 40 | 40 | 40 | 40 | 40 | 40 | 40 | 40 | 40 | 40 | 40 | 40 | 40 | 40 | 40 | 40 | 40 | 40 | 40 | 40 | 40 | 40 | 40 | 40 | 40 | 40 | 40 | 40 | 40 | 40 | 40 | 40 | 40 | 40 | 40 | 40 | 40
| 55 | 74 | LPS | [5 empty] | 80 | 80 | 80 | 80 | 80 | 80 | 80 | 80 | 80 | 80 | 80 | 80 | 80 | 80 | 80 | 80 | 80 | 80 | 80 | 80 | 80 | 80 | 80 | 80 | 80 | 80 | 80 | 80 | 80 | 80 | 80 | 80 | 80 | 80 | 80 | 80 | 80
| 90 | 122 | LPS | [5 empty] | 120 | 120 | 120 | 120 | 120 | 120 | 120 | 120 | 120 | 120 | 120 | 120 | 120 | 120 | 120 | 120 | 120 | 120 | 120 | 120 | 120 | 120 | 120 | 120 | 120 | 120 | 120 | 120 | 120 | 120 | 120 | 120 | 120 | 120 | 120 | 120 | 120
| 135 | 178 | LPS | [5 empty] | 0 | 0 | 0 | 0 | 0 | 0 | 0 | 0 | 0 | 0 | 0 | 0 | 0 | 0 | 0 | 0 | 0 | 0 | 0 | 0 | 0 | 0 | 0 | 0 | 0 | 0 | 0 | 0 | 0 | 0 | 0 | 0 | 0 | 0 | 0 | 0 | 0
| 180 | 223 | LPS | [5 empty] | 0 | 0 | 0 | 0 | 0 | 0 | 0 | 0 | 0 | 0 | 0 | 0 | 0 | 0 | 0 | 0 | 0 | 0 | 0 | 0 | 0 | 0 | 0 | 0 | 0 | 0 | 0 | 0 | 0 | 0 | 0 | 0 | 0 | 0 | 0 | 0 | 0
| 0 | 0 | LPS | [5 empty] | 0 | 0 | 0 | 0 | 0 | 0 | 0 | 0 | 0 | 0 | 0 | 0 | 0 | 0 | 0 | 0 | 0 | 0 | 0 | 0 | 0 | 0 | 0 | 0 | 0 | 0 | 0 | 0 | 0 | 0 | 0 | 0 | 0 | 0 | 0 | 0 | 0
| 0 | 0 | LPS | [5 empty] | 0 | 0 | 0 | 0 | 0 | 0 | 0 | 0 | 0 | 0 | 0 | 0 | 0 | 0 | 0 | 0 | 0 | 0 | 0 | 0 | 0 | 0 | 0 | 0 | 0 | 0 | 0 | 0 | 0 | 0 | 0 | 0 | 0 | 0 | 0 | 0 | 0
| 0 | 0 | LPS | [5 empty] | 0 | 0 | 0 | 0 | 0 | 0 | 0 | 0 | 0 | 0 | 0 | 0 | 0 | 0 | 0 | 0 | 0 | 0 | 0 | 0 | 0 | 0 | 0 | 0 | 0 | 0 | 0 | 0 | 0 | 0 | 0 | 0 | 0 | 0 | 0 | 0 | 0
LPS | 55 | 77 | LPS | [5 empty] | 0 | 0 | 0 | 0 | 0 | 0 | 0 | 0 | 0 | 0 | 0 | 0 | 0 | 0 | 0 | 0 | 0 | 0 | 0 | 0 | 0 | 0 | 0 | 0 | 0 | 0 | 0 | 0 | 0 | 0 | 0 | 0 | 0 | 0 | 0 | 0 | 0
| 90 | 130 | LPS | [5 empty] | 60 | 60 | 60 | 60 | 60 | 60 | 60 | 60 | 60 | 60 | 60 | 60 | 60 | 60 | 60 | 60 | 60 | 60 | 60 | 60 | 60 | 60 | 60 | 60 | 60 | 60 | 60 | 60 | 60 | 60 | 60 | 60 | 60 | 60 | 60 | 60 | 60
| 135 | 190 | LPS | [5 empty] | 20 | 20 | 20 | 20 | 20 | 20 | 20 | 20 | 20 | 20 | 20 | 20 | 20 | 20 | 20 | 20 | 20 | 20 | 20 | 20 | 20 | 20 | 20 | 20 | 20 | 20 | 20 | 20 | 20 | 20 | 20 | 20 | 20 | 20 | 20 | 20 | 20
| 180 | 223 | LPS | [5 empty] | 0 | 0 | 0 | 0 | 0 | 0 | 0 | 0 | 0 | 0 | 0 | 0 | 0 | 0 | 0 | 0 | 0 | 0 | 0 | 0 | 0 | 0 | 0 | 0 | 0 | 0 | 0 | 0 | 0 | 0 | 0 | 0 | 0 | 0 | 0 | 0 | 0
| 0 | 0 | LPS | [5 empty] | 0 | 0 | 0 | 0 | 0 | 0 | 0 | 0 | 0 | 0 | 0 | 0 | 0 | 0 | 0 | 0 | 0 | 0 | 0 | 0 | 0 | 0 | 0 | 0 | 0 | 0 | 0 | 0 | 0 | 0 | 0 | 0 | 0 | 0 | 0 | 0 | 0
| 0 | 0 | LPS | [5 empty] | 0 | 0 | 0 | 0 | 0 | 0 | 0 | 0 | 0 | 0 | 0 | 0 | 0 | 0 | 0 | 0 | 0 | 0 | 0 | 0 | 0 | 0 | 0 | 0 | 0 | 0 | 0 | 0 | 0 | 0 | 0 | 0 | 0 | 0 | 0 | 0 | 0
| 0 | 0 | LPS | [5 empty] | 0 | 0 | 0 | 0 | 0 | 0 | 0 | 0 | 0 | 0 | 0 | 0 | 0 | 0 | 0 | 0 | 0 | 0 | 0 | 0 | 0 | 0 | 0 | 0 | 0 | 0 | 0 | 0 | 0 | 0 | 0 | 0 | 0 | 0 | 0 | 0 | 0
| 0 | 0 | LPS | [5 empty] | 0 | 0 | 0 | 0 | 0 | 0 | 0 | 0 | 0 | 0 | 0 | 0 | 0 | 0 | 0 | 0 | 0 | 0 | 0 | 0 | 0 | 0 | 0 | 0 | 0 | 0 | 0 | 0 | 0 | 0 | 0 | 0 | 0 | 0 | 0 | 0 | 0
HPS | 50 | 57 | HPS6 | [5 empty] | 0 | 0 | 0 | 0 | 0 | 0 | 0 | 0 | 0 | 0 | 0 | 0 | 0 | 0 | 0 | 0 | 0 | 0 | 0 | 0 | 0 | 0 | 0 | 0 | 0 | 0 | 0 | 0 | 0 | 0 | 0 | 0 | 0 | 0 | 0 | 0 | 0
| 70 | 77 | HPS6 | [5 empty] | 0 | 0 | 0 | 0 | 0 | 0 | 0 | 0 | 0 | 0 | 0 | 0 | 0 | 0 | 0 | 0 | 0 | 0 | 0 | 0 | 0 | 0 | 0 | 0 | 0 | 0 | 0 | 0 | 0 | 0 | 0 | 0 | 0 | 0 | 0 | 0 | 0
| 100 | 105 | HPS6 | [5 empty] | 0 | 0 | 0 | 0 | 0 | 0 | 0 | 0 | 0 | 0 | 0 | 0 | 0 | 0 | 0 | 0 | 0 | 0 | 0 | 0 | 0 | 0 | 0 | 0 | 0 | 0 | 0 | 0 | 0 | 0 | 0 | 0 | 0 | 0 | 0 | 0 | 0
| 150 | 159 | HPS6 | [5 empty] | 0 | 0 | 0 | 0 | 0 | 0 | 0 | 0 | 0 | 0 | 0 | 0 | 0 | 0 | 0 | 0 | 0 | 0 | 0 | 0 | 0 | 0 | 0 | 0 | 0 | 0 | 0 | 0 | 0 | 0 | 0 | 0 | 0 | 0 | 0 | 0 | 0
| 250 | 267 | HPS6 | [5 empty] | 0 | 0 | 0 | 0 | 0 | 0 | 0 | 0 | 0 | 0 | 0 | 0 | 0 | 0 | 0 | 0 | 0 | 0 | 0 | 0 | 0 | 0 | 0 | 0 | 0 | 0 | 0 | 0 | 0 | 0 | 0 | 0 | 0 | 0 | 0 | 0 | 0
| 400 | 434 | HPS6 | [5 empty] | 0 | 0 | 0 | 0 | 0 | 0 | 0 | 0 | 0 | 0 | 0 | 0 | 0 | 0 | 0 | 0 | 0 | 0 | 0 | 0 | 0 | 0 | 0 | 0 | 0 | 0 | 0 | 0 | 0 | 0 | 0 | 0 | 0 | 0 | 0 | 0 | 0
| 0 | 0 | HPS6 | [5 empty] | 0 | 0 | 0 | 0 | 0 | 0 | 0 | 0 | 0 | 0 | 0 | 0 | 0 | 0 | 0 | 0 | 0 | 0 | 0 | 0 | 0 | 0 | 0 | 0 | 0 | 0 | 0 | 0 | 0 | 0 | 0 | 0 | 0 | 0 | 0 | 0 | 0
| 0 | 0 | HPS6 | [5 empty] | 0 | 0 | 0 | 0 | 0 | 0 | 0 | 0 | 0 | 0 | 0 | 0 | 0 | 0 | 0 | 0 | 0 | 0 | 0 | 0 | 0 | 0 | 0 | 0 | 0 | 0 | 0 | 0 | 0 | 0 | 0 | 0 | 0 | 0 | 0 | 0 | 0
HPS | 50 | 62 | HPS5 | [5 empty] | 0 | 0 | 0 | 0 | 0 | 0 | 0 | 0 | 0 | 0 | 0 | 0 | 0 | 0 | 0 | 0 | 0 | 0 | 0 | 0 | 0 | 0 | 0 | 0 | 0 | 0 | 0 | 0 | 0 | 0 | 0 | 0 | 0 | 0 | 0 | 0 | 0
| 70 | 79 | HPS5 | [5 empty] | 40 | 40 | 40 | 40 | 40 | 40 | 40 | 40 | 40 | 40 | 40 | 40 | 40 | 40 | 40 | 40 | 40 | 40 | 40 | 40 | 40 | 40 | 40 | 40 | 40 | 40 | 40 | 40 | 40 | 40 | 40 | 40 | 40 | 40 | 40 | 40 | 40
| 100 | 114 | HPS5 | [5 empty] | 40 | 40 | 40 | 40 | 40 | 40 | 40 | 40 | 40 | 40 | 40 | 40 | 40 | 40 | 40 | 40 | 40 | 40 | 40 | 40 | 40 | 40 | 40 | 40 | 40 | 40 | 40 | 40 | 40 | 40 | 40 | 40 | 40 | 40 | 40 | 40 | 40
| 150 | 190 | HPS5 | [5 empty] | 0 | 0 | 0 | 0 | 0 | 0 | 0 | 0 | 0 | 0 | 0 | 0 | 0 | 0 | 0 | 0 | 0 | 0 | 0 | 0 | 0 | 0 | 0 | 0 | 0 | 0 | 0 | 0 | 0 | 0 | 0 | 0 | 0 | 0 | 0 | 0 | 0
| 250 | 301 | HPS5 | [5 empty] | 0 | 0 | 0 | 0 | 0 | 0 | 0 | 0 | 0 | 0 | 0 | 0 | 0 | 0 | 0 | 0 | 0 | 0 | 0 | 0 | 0 | 0 | 0 | 0 | 0 | 0 | 0 | 0 | 0 | 0 | 0 | 0 | 0 | 0 | 0 | 0 | 0
| 400 | 434 | HPS5 | [5 empty] | 0 | 0 | 0 | 0 | 0 | 0 | 0 | 0 | 0 | 0 | 0 | 0 | 0 | 0 | 0 | 0 | 0 | 0 | 0 | 0 | 0 | 0 | 0 | 0 | 0 | 0 | 0 | 0 | 0 | 0 | 0 | 0 | 0 | 0 | 0 | 0 | 0
| 0 | 0 | HPS5 | [5 empty] | 0 | 0 | 0 | 0 | 0 | 0 | 0 | 0 | 0 | 0 | 0 | 0 | 0 | 0 | 0 | 0 | 0 | 0 | 0 | 0 | 0 | 0 | 0 | 0 | 0 | 0 | 0 | 0 | 0 | 0 | 0 | 0 | 0 | 0 | 0 | 0 | 0
| 0 | 0 | HPS5 | [5 empty] | 0 | 0 | 0 | 0 | 0 | 0 | 0 | 0 | 0 | 0 | 0 | 0 | 0 | 0 | 0 | 0 | 0 | 0 | 0 | 0 | 0 | 0 | 0 | 0 | 0 | 0 | 0 | 0 | 0 | 0 | 0 | 0 | 0 | 0 | 0 | 0 | 0
CDO | 70 | 79 | CDO | [5 empty] | 0 | 0 | 0 | 0 | 0 | 0 | 0 | 0 | 0 | 0 | 0 | 0 | 0 | 0 | 0 | 0 | 0 | 0 | 0 | 0 | 0 | 0 | 0 | 0 | 0 | 0 | 0 | 0 | 0 | 0 | 0 | 0 | 0 | 0 | 0 | 0 | 0
| 100 | 114 | CDO | [5 empty] | 0 | 0 | 0 | 0 | 0 | 0 | 0 | 0 | 0 | 0 | 0 | 0 | 0 | 0 | 0 | 0 | 0 | 0 | 0 | 0 | 0 | 0 | 0 | 0 | 0 | 0 | 0 | 0 | 0 | 0 | 0 | 0 | 0 | 0 | 0 | 0 | 0
| 150 | 190 | CDO | [5 empty] | 0 | 0 | 0 | 0 | 0 | 0 | 0 | 0 | 0 | 0 | 0 | 0 | 0 | 0 | 0 | 0 | 0 | 0 | 0 | 0 | 0 | 0 | 0 | 0 | 0 | 0 | 0 | 0 | 0 | 0 | 0 | 0 | 0 | 0 | 0 | 0 | 0
| 250 | 301 | CDO | [5 empty] | 0 | 0 | 0 | 0 | 0 | 0 | 0 | 0 | 0 | 0 | 0 | 0 | 0 | 0 | 0 | 0 | 0 | 0 | 0 | 0 | 0 | 0 | 0 | 0 | 0 | 0 | 0 | 0 | 0 | 0 | 0 | 0 | 0 | 0 | 0 | 0 | 0
| 70 | 79 | CDO | [5 empty] | 0 | 0 | 0 | 0 | 0 | 0 | 0 | 0 | 0 | 0 | 0 | 0 | 0 | 0 | 0 | 0 | 0 | 0 | 0 | 0 | 0 | 0 | 0 | 0 | 0 | 0 | 0 | 0 | 0 | 0 | 0 | 0 | 0 | 0 | 0 | 0 | 0
| 100 | 106 | CDO | [5 empty] | 0 | 0 | 0 | 0 | 0 | 0 | 0 | 0 | 0 | 0 | 0 | 0 | 0 | 0 | 0 | 0 | 0 | 0 | 0 | 0 | 0 | 0 | 0 | 0 | 0 | 0 | 0 | 0 | 0 | 0 | 0 | 0 | 0 | 0 | 0 | 0 | 0
| 150 | 158 | CDO | [5 empty] | 0 | 0 | 0 | 0 | 0 | 0 | 0 | 0 | 0 | 0 | 0 | 0 | 0 | 0 | 0 | 0 | 0 | 0 | 0 | 0 | 0 | 0 | 0 | 0 | 0 | 0 | 0 | 0 | 0 | 0 | 0 | 0 | 0 | 0 | 0 | 0 | 0
| 250 | 267 | CDO | [5 empty] | 0 | 0 | 0 | 0 | 0 | 0 | 0 | 0 | 0 | 0 | 0 | 0 | 0 | 0 | 0 | 0 | 0 | 0 | 0 | 0 | 0 | 0 | 0 | 0 | 0 | 0 | 0 | 0 | 0 | 0 | 0 | 0 | 0 | 0 | 0 | 0 | 0
MH | 50 | 57 | MH | [5 empty] | 0 | 0 | 0 | 0 | 0 | 0 | 0 | 0 | 0 | 0 | 0 | 0 | 0 | 0 | 0 | 0 | 0 | 0 | 0 | 0 | 0 | 0 | 0 | 0 | 0 | 0 | 0 | 0 | 0 | 0 | 0 | 0 | 0 | 0 | 0 | 0 | 0
| 70 | 76 | MH | [5 empty] | 0 | 0 | 0 | 0 | 0 | 0 | 0 | 0 | 0 | 0 | 0 | 0 | 0 | 0 | 0 | 0 | 0 | 0 | 0 | 0 | 0 | 0 | 0 | 0 | 0 | 0 | 0 | 0 | 0 | 0 | 0 | 0 | 0 | 0 | 0 | 0 | 0
| 100 | 114 | MH | [5 empty] | 0 | 0 | 0 | 0 | 0 | 0 | 0 | 0 | 0 | 0 | 0 | 0 | 0 | 0 | 0 | 0 | 0 | 0 | 0 | 0 | 0 | 0 | 0 | 0 | 0 | 0 | 0 | 0 | 0 | 0 | 0 | 0 | 0 | 0 | 0 | 0 | 0
| 150 | 163 | MH | [5 empty] | 0 | 0 | 0 | 0 | 0 | 0 | 0 | 0 | 0 | 0 | 0 | 0 | 0 | 0 | 0 | 0 | 0 | 0 | 0 | 0 | 0 | 0 | 0 | 0 | 0 | 0 | 0 | 0 | 0 | 0 | 0 | 0 | 0 | 0 | 0 | 0 | 0
| 250 | 261 | MH | [5 empty] | 0 | 0 | 0 | 0 | 0 | 0 | 0 | 0 | 0 | 0 | 0 | 0 | 0 | 0 | 0 | 0 | 0 | 0 | 0 | 0 | 0 | 0 | 0 | 0 | 0 | 0 | 0 | 0 | 0 | 0 | 0 | 0 | 0 | 0 | 0 | 0 | 0
| 400 | 424 | MH | [5 empty] | 0 | 0 | 0 | 0 | 0 | 0 | 0 | 0 | 0 | 0 | 0 | 0 | 0 | 0 | 0 | 0 | 0 | 0 | 0 | 0 | 0 | 0 | 0 | 0 | 0 | 0 | 0 | 0 | 0 | 0 | 0 | 0 | 0 | 0 | 0 | 0 | 0
| 0 | 0 | MH | [5 empty] | 0 | 0 | 0 | 0 | 0 | 0 | 0 | 0 | 0 | 0 | 0 | 0 | 0 | 0 | 0 | 0 | 0 | 0 | 0 | 0 | 0 | 0 | 0 | 0 | 0 | 0 | 0 | 0 | 0 | 0 | 0 | 0 | 0 | 0 | 0 | 0 | 0
| 0 | 0 | MH | [5 empty] | 0 | 0 | 0 | 0 | 0 | 0 | 0 | 0 | 0 | 0 | 0 | 0 | 0 | 0 | 0 | 0 | 0 | 0 | 0 | 0 | 0 | 0 | 0 | 0 | 0 | 0 | 0 | 0 | 0 | 0 | 0 | 0 | 0 | 0 | 0 | 0 | 0
MH | 70 | 89 | MH | [5 empty] | 0 | 0 | 0 | 0 | 0 | 0 | 0 | 0 | 0 | 0 | 0 | 0 | 0 | 0 | 0 | 0 | 0 | 0 | 0 | 0 | 0 | 0 | 0 | 0 | 0 | 0 | 0 | 0 | 0 | 0 | 0 | 0 | 0 | 0 | 0 | 0 | 0
| 100 | 118 | MH | [5 empty] | 0 | 0 | 0 | 0 | 0 | 0 | 0 | 0 | 0 | 0 | 0 | 0 | 0 | 0 | 0 | 0 | 0 | 0 | 0 | 0 | 0 | 0 | 0 | 0 | 0 | 0 | 0 | 0 | 0 | 0 | 0 | 0 | 0 | 0 | 0 | 0 | 0
| 150 | 179 | MH | [5 empty] | 0 | 0 | 0 | 0 | 0 | 0 | 0 | 0 | 0 | 0 | 0 | 0 | 0 | 0 | 0 | 0 | 0 | 0 | 0 | 0 | 0 | 0 | 0 | 0 | 0 | 0 | 0 | 0 | 0 | 0 | 0 | 0 | 0 | 0 | 0 | 0 | 0
| 250 | 301 | MH | [5 empty] | 0 | 0 | 0 | 0 | 0 | 0 | 0 | 0 | 0 | 0 | 0 | 0 | 0 | 0 | 0 | 0 | 0 | 0 | 0 | 0 | 0 | 0 | 0 | 0 | 0 | 0 | 0 | 0 | 0 | 0 | 0 | 0 | 0 | 0 | 0 | 0 | 0
| 400 | 471 | MH | [5 empty] | 0 | 0 | 0 | 0 | 0 | 0 | 0 | 0 | 0 | 0 | 0 | 0 | 0 | 0 | 0 | 0 | 0 | 0 | 0 | 0 | 0 | 0 | 0 | 0 | 0 | 0 | 0 | 0 | 0 | 0 | 0 | 0 | 0 | 0 | 0 | 0 | 0
| 0 | 0 | MH | [5 empty] | 0 | 0 | 0 | 0 | 0 | 0 | 0 | 0 | 0 | 0 | 0 | 0 | 0 | 0 | 0 | 0 | 0 | 0 | 0 | 0 | 0 | 0 | 0 | 0 | 0 | 0 | 0 | 0 | 0 | 0 | 0 | 0 | 0 | 0 | 0 | 0 | 0
| 0 | 0 | MH | [5 empty] | 0 | 0 | 0 | 0 | 0 | 0 | 0 | 0 | 0 | 0 | 0 | 0 | 0 | 0 | 0 | 0 | 0 | 0 | 0 | 0 | 0 | 0 | 0 | 0 | 0 | 0 | 0 | 0 | 0 | 0 | 0 | 0 | 0 | 0 | 0 | 0 | 0
| 0 | 0 | MH | [5 empty] | 0 | 0 | 0 | 0 | 0 | 0 | 0 | 0 | 0 | 0 | 0 | 0 | 0 | 0 | 0 | 0 | 0 | 0 | 0 | 0 | 0 | 0 | 0 | 0 | 0 | 0 | 0 | 0 | 0 | 0 | 0 | 0 | 0 | 0 | 0 | 0 | 0
CMH | 35 | 47 | MH | [5 empty] | 0 | 0 | 0 | 0 | 0 | 0 | 0 | 0 | 0 | 0 | 0 | 0 | 0 | 0 | 0 | 0 | 0 | 0 | 0 | 0 | 0 | 0 | 0 | 0 | 0 | 0 | 0 | 0 | 0 | 0 | 0 | 0 | 0 | 0 | 0 | 0 | 0
| 70 | 86 | MH | [5 empty] | 0 | 0 | 0 | 0 | 0 | 0 | 0 | 0 | 0 | 0 | 0 | 0 | 0 | 0 | 0 | 0 | 0 | 0 | 0 | 0 | 0 | 0 | 0 | 0 | 0 | 0 | 0 | 0 | 0 | 0 | 0 | 0 | 0 | 0 | 0 | 0 | 0
| 150 | 167 | MH | [5 empty] | 0 | 0 | 0 | 0 | 0 | 0 | 0 | 0 | 0 | 0 | 0 | 0 | 0 | 0 | 0 | 0 | 0 | 0 | 0 | 0 | 0 | 0 | 0 | 0 | 0 | 0 | 0 | 0 | 0 | 0 | 0 | 0 | 0 | 0 | 0 | 0 | 0
| 210 | 225 | MH | [5 empty] | 0 | 0 | 0 | 0 | 0 | 0 | 0 | 0 | 0 | 0 | 0 | 0 | 0 | 0 | 0 | 0 | 0 | 0 | 0 | 0 | 0 | 0 | 0 | 0 | 0 | 0 | 0 | 0 | 0 | 0 | 0 | 0 | 0 | 0 | 0 | 0 | 0
| 0 | 0 | MH | [5 empty] | 0 | 0 | 0 | 0 | 0 | 0 | 0 | 0 | 0 | 0 | 0 | 0 | 0 | 0 | 0 | 0 | 0 | 0 | 0 | 0 | 0 | 0 | 0 | 0 | 0 | 0 | 0 | 0 | 0 | 0 | 0 | 0 | 0 | 0 | 0 | 0 | 0
| 0 | 0 | MH | [5 empty] | 0 | 0 | 0 | 0 | 0 | 0 | 0 | 0 | 0 | 0 | 0 | 0 | 0 | 0 | 0 | 0 | 0 | 0 | 0 | 0 | 0 | 0 | 0 | 0 | 0 | 0 | 0 | 0 | 0 | 0 | 0 | 0 | 0 | 0 | 0 | 0 | 0
| 0 | 0 | MH | [5 empty] | 0 | 0 | 0 | 0 | 0 | 0 | 0 | 0 | 0 | 0 | 0 | 0 | 0 | 0 | 0 | 0 | 0 | 0 | 0 | 0 | 0 | 0 | 0 | 0 | 0 | 0 | 0 | 0 | 0 | 0 | 0 | 0 | 0 | 0 | 0 | 0 | 0
| 0 | 0 | MH | [5 empty] | 0 | 0 | 0 | 0 | 0 | 0 | 0 | 0 | 0 | 0 | 0 | 0 | 0 | 0 | 0 | 0 | 0 | 0 | 0 | 0 | 0 | 0 | 0 | 0 | 0 | 0 | 0 | 0 | 0 | 0 | 0 | 0 | 0 | 0 | 0 | 0 | 0
CPO | 45 | 50 | CPO | [5 empty] | 0 | 0 | 0 | 0 | 0 | 0 | 0 | 0 | 0 | 0 | 0 | 0 | 0 | 0 | 0 | 0 | 0 | 0 | 0 | 0 | 0 | 0 | 0 | 0 | 0 | 0 | 0 | 0 | 0 | 0 | 0 | 0 | 0 | 0 | 0 | 0 | 0
| 60 | 66 | CPO | [5 empty] | 0 | 0 | 0 | 0 | 0 | 0 | 0 | 0 | 0 | 0 | 0 | 0 | 0 | 0 | 0 | 0 | 0 | 0 | 0 | 0 | 0 | 0 | 0 | 0 | 0 | 0 | 0 | 0 | 0 | 0 | 0 | 0 | 0 | 0 | 0 | 0 | 0
| 90 | 98 | CPO | [5 empty] | 0 | 0 | 0 | 0 | 0 | 0 | 0 | 0 | 0 | 0 | 0 | 0 | 0 | 0 | 0 | 0 | 0 | 0 | 0 | 0 | 0 | 0 | 0 | 0 | 0 | 0 | 0 | 0 | 0 | 0 | 0 | 0 | 0 | 0 | 0 | 0 | 0
| 140 | 153 | CPO | [5 empty] | 0 | 0 | 0 | 0 | 0 | 0 | 0 | 0 | 0 | 0 | 0 | 0 | 0 | 0 | 0 | 0 | 0 | 0 | 0 | 0 | 0 | 0 | 0 | 0 | 0 | 0 | 0 | 0 | 0 | 0 | 0 | 0 | 0 | 0 | 0 | 0 | 0
| 0 | 0 | 0 | [5 empty] | 0 | 0 | 0 | 0 | 0 | 0 | 0 | 0 | 0 | 0 | 0 | 0 | 0 | 0 | 0 | 0 | 0 | 0 | 0 | 0 | 0 | 0 | 0 | 0 | 0 | 0 | 0 | 0 | 0 | 0 | 0 | 0 | 0 | 0 | 0 | 0 | 0
| 0 | 0 | 0 | [5 empty] | 0 | 0 | 0 | 0 | 0 | 0 | 0 | 0 | 0 | 0 | 0 | 0 | 0 | 0 | 0 | 0 | 0 | 0 | 0 | 0 | 0 | 0 | 0 | 0 | 0 | 0 | 0 | 0 | 0 | 0 | 0 | 0 | 0 | 0 | 0 | 0 | 0
| 0 | 0 | 0 | [5 empty] | 0 | 0 | 0 | 0 | 0 | 0 | 0 | 0 | 0 | 0 | 0 | 0 | 0 | 0 | 0 | 0 | 0 | 0 | 0 | 0 | 0 | 0 | 0 | 0 | 0 | 0 | 0 | 0 | 0 | 0 | 0 | 0 | 0 | 0 | 0 | 0 | 0
| 0 | 0 | 0 | [5 empty] | 0 | 0 | 0 | 0 | 0 | 0 | 0 | 0 | 0 | 0 | 0 | 0 | 0 | 0 | 0 | 0 | 0 | 0 | 0 | 0 | 0 | 0 | 0 | 0 | 0 | 0 | 0 | 0 | 0 | 0 | 0 | 0 | 0 | 0 | 0 | 0 | 0
| 0 | 0 | 0 | [5 empty] | 0 | 0 | 0 | 0 | 0 | 0 | 0 | 0 | 0 | 0 | 0 | 0 | 0 | 0 | 0 | 0 | 0 | 0 | 0 | 0 | 0 | 0 | 0 | 0 | 0 | 0 | 0 | 0 | 0 | 0 | 0 | 0 | 0 | 0 | 0 | 0 | 0
| 0 | 0 | 0 | [5 empty] | 0 | 0 | 0 | 0 | 0 | 0 | 0 | 0 | 0 | 0 | 0 | 0 | 0 | 0 | 0 | 0 | 0 | 0 | 0 | 0 | 0 | 0 | 0 | 0 | 0 | 0 | 0 | 0 | 0 | 0 | 0 | 0 | 0 | 0 | 0 | 0 | 0
| 0 | 0 | 0 | [5 empty] | 0 | 0 | 0 | 0 | 0 | 0 | 0 | 0 | 0 | 0 | 0 | 0 | 0 | 0 | 0 | 0 | 0 | 0 | 0 | 0 | 0 | 0 | 0 | 0 | 0 | 0 | 0 | 0 | 0 | 0 | 0 | 0 | 0 | 0 | 0 | 0 | 0
CLPM | 36 | 36 | LPM | [5 empty] | 0 | 0 | 0 | 0 | 0 | 0 | 0 | 0 | 0 | 0 | 0 | 0 | 0 | 0 | 0 | 0 | 0 | 0 | 0 | 0 | 0 | 0 | 0 | 0 | 0 | 0 | 0 | 0 | 0 | 0 | 0 | 0 | 0 | 0 | 0 | 0 | 0
| 40 | 45 | LPM | [5 empty] | 0 | 0 | 0 | 0 | 0 | 0 | 0 | 0 | 0 | 0 | 0 | 0 | 0 | 0 | 0 | 0 | 0 | 0 | 0 | 0 | 0 | 0 | 0 | 0 | 0 | 0 | 0 | 0 | 0 | 0 | 0 | 0 | 0 | 0 | 0 | 0 | 0
| 55 | 62 | LPM | [5 empty] | 0 | 0 | 0 | 0 | 0 | 0 | 0 | 0 | 0 | 0 | 0 | 0 | 0 | 0 | 0 | 0 | 0 | 0 | 0 | 0 | 0 | 0 | 0 | 0 | 0 | 0 | 0 | 0 | 0 | 0 | 0 | 0 | 0 | 0 | 0 | 0 | 0
| 0 | 0 | LPM | [5 empty] | 0 | 0 | 0 | 0 | 0 | 0 | 0 | 0 | 0 | 0 | 0 | 0 | 0 | 0 | 0 | 0 | 0 | 0 | 0 | 0 | 0 | 0 | 0 | 0 | 0 | 0 | 0 | 0 | 0 | 0 | 0 | 0 | 0 | 0 | 0 | 0 | 0
CLPM | 36 | 44 | LPM | [5 empty] | 0 | 0 | 0 | 0 | 0 | 0 | 0 | 0 | 0 | 0 | 0 | 0 | 0 | 0 | 0 | 0 | 0 | 0 | 0 | 0 | 0 | 0 | 0 | 0 | 0 | 0 | 0 | 0 | 0 | 0 | 0 | 0 | 0 | 0 | 0 | 0 | 0
| 40 | 45 | LPM | [5 empty] | 0 | 0 | 0 | 0 | 0 | 0 | 0 | 0 | 0 | 0 | 0 | 0 | 0 | 0 | 0 | 0 | 0 | 0 | 0 | 0 | 0 | 0 | 0 | 0 | 0 | 0 | 0 | 0 | 0 | 0 | 0 | 0 | 0 | 0 | 0 | 0 | 0
| 0 | 0 | LPM | [5 empty] | 0 | 0 | 0 | 0 | 0 | 0 | 0 | 0 | 0 | 0 | 0 | 0 | 0 | 0 | 0 | 0 | 0 | 0 | 0 | 0 | 0 | 0 | 0 | 0 | 0 | 0 | 0 | 0 | 0 | 0 | 0 | 0 | 0 | 0 | 0 | 0 | 0
| 0 | 0 | LPM | [5 empty] | 0 | 0 | 0 | 0 | 0 | 0 | 0 | 0 | 0 | 0 | 0 | 0 | 0 | 0 | 0 | 0 | 0 | 0 | 0 | 0 | 0 | 0 | 0 | 0 | 0 | 0 | 0 | 0 | 0 | 0 | 0 | 0 | 0 | 0 | 0 | 0 | 0
Lantern Replacement programme - POST UPGRADE MODEL | [7 empty] | Year 0: Year
[8 empty] | 0 | 2012 | 2013 | 2014 | 2015 | 2016 | 2017 | 2018 | 2019 | 2020 | 2021 | 2022 | 2023 | 2024 | 2025 | 2026 | 2027 | 2028 | 2029 | 2030 | 2031 | 2032 | 2033 | 2034 | 2035 | 2036 | 2037 | 2038 | 2039 | 2040 | 2041 | 2042 | 2043 | 2044 | 2045 | 2046 | 2047 | 2048
Type | Wattage (W) | Circuit W
LPS | 35 | 58 | LPS | [5 empty] | 40 | 40 | 40 | 40 | 40 | 40 | 40 | 40 | 40 | 40 | 40 | 40 | 40 | 40 | 40 | 40 | 40 | 40 | 40 | 40 | 40 | 40 | 40 | 40 | 40 | 40 | 40 | 40 | 40 | 40 | 40 | 40 | 40 | 40 | 40 | 40 | 40
| 55 | 74 | LPS | [5 empty] | 80 | 80 | 80 | 60 | 60 | 60 | 60 | 60 | 60 | 60 | 60 | 60 | 60 | 60 | 60 | 60 | 60 | 60 | 60 | 60 | 60 | 60 | 60 | 60 | 60 | 60 | 60 | 60 | 60 | 60 | 60 | 60 | 60 | 60 | 60 | 60 | 60
| 90 | 122 | LPS | [5 empty] | 120 | 120 | 120 | 0 | 0 | 0 | 0 | 0 | 0 | 0 | 0 | 0 | 0 | 0 | 0 | 0 | 0 | 0 | 0 | 0 | 0 | 0 | 0 | 0 | 0 | 0 | 0 | 0 | 0 | 0 | 0 | 0 | 0 | 0 | 0 | 0 | 0
| 135 | 178 | LPS | [5 empty] | 0 | 0 | 0 | 0 | 0 | 0 | 0 | 0 | 0 | 0 | 0 | 0 | 0 | 0 | 0 | 0 | 0 | 0 | 0 | 0 | 0 | 0 | 0 | 0 | 0 | 0 | 0 | 0 | 0 | 0 | 0 | 0 | 0 | 0 | 0 | 0 | 0
| 180 | 223 | LPS | [5 empty] | 0 | 0 | 0 | 0 | 0 | 0 | 0 | 0 | 0 | 0 | 0 | 0 | 0 | 0 | 0 | 0 | 0 | 0 | 0 | 0 | 0 | 0 | 0 | 0 | 0 | 0 | 0 | 0 | 0 | 0 | 0 | 0 | 0 | 0 | 0 | 0 | 0
| 0 | 0 | LPS | [5 empty] | 0 | 0 | 0 | 0 | 0 | 0 | 0 | 0 | 0 | 0 | 0 | 0 | 0 | 0 | 0 | 0 | 0 | 0 | 0 | 0 | 0 | 0 | 0 | 0 | 0 | 0 | 0 | 0 | 0 | 0 | 0 | 0 | 0 | 0 | 0 | 0 | 0
| 0 | 0 | LPS | [5 empty] | 0 | 0 | 0 | 0 | 0 | 0 | 0 | 0 | 0 | 0 | 0 | 0 | 0 | 0 | 0 | 0 | 0 | 0 | 0 | 0 | 0 | 0 | 0 | 0 | 0 | 0 | 0 | 0 | 0 | 0 | 0 | 0 | 0 | 0 | 0 | 0 | 0
| 0 | 0 | LPS | [5 empty] | 0 | 0 | 0 | 0 | 0 | 0 | 0 | 0 | 0 | 0 | 0 | 0 | 0 | 0 | 0 | 0 | 0 | 0 | 0 | 0 | 0 | 0 | 0 | 0 | 0 | 0 | 0 | 0 | 0 | 0 | 0 | 0 | 0 | 0 | 0 | 0 | 0
LPS | 55 | 77 | LPS | [5 empty] | 0 | 0 | 0 | 0 | 0 | 0 | 0 | 0 | 0 | 0 | 0 | 0 | 0 | 0 | 0 | 0 | 0 | 0 | 0 | 0 | 0 | 0 | 0 | 0 | 0 | 0 | 0 | 0 | 0 | 0 | 0 | 0 | 0 | 0 | 0 | 0 | 0
| 90 | 130 | LPS | [5 empty] | 60 | 60 | 60 | 20 | 20 | 20 | 20 | 20 | 20 | 20 | 20 | 20 | 20 | 20 | 20 | 20 | 20 | 20 | 20 | 20 | 20 | 20 | 20 | 20 | 20 | 20 | 20 | 20 | 20 | 20 | 20 | 20 | 20 | 20 | 20 | 20 | 20
| 135 | 190 | LPS | [5 empty] | 20 | 20 | 20 | 0 | 0 | 0 | 0 | 0 | 0 | 0 | 0 | 0 | 0 | 0 | 0 | 0 | 0 | 0 | 0 | 0 | 0 | 0 | 0 | 0 | 0 | 0 | 0 | 0 | 0 | 0 | 0 | 0 | 0 | 0 | 0 | 0 | 0
| 180 | 223 | LPS | [5 empty] | 0 | 0 | 0 | 0 | 0 | 0 | 0 | 0 | 0 | 0 | 0 | 0 | 0 | 0 | 0 | 0 | 0 | 0 | 0 | 0 | 0 | 0 | 0 | 0 | 0 | 0 | 0 | 0 | 0 | 0 | 0 | 0 | 0 | 0 | 0 | 0 | 0
| 0 | 0 | LPS | [5 empty] | 0 | 0 | 0 | 0 | 0 | 0 | 0 | 0 | 0 | 0 | 0 | 0 | 0 | 0 | 0 | 0 | 0 | 0 | 0 | 0 | 0 | 0 | 0 | 0 | 0 | 0 | 0 | 0 | 0 | 0 | 0 | 0 | 0 | 0 | 0 | 0 | 0
| 0 | 0 | LPS | [5 empty] | 0 | 0 | 0 | 0 | 0 | 0 | 0 | 0 | 0 | 0 | 0 | 0 | 0 | 0 | 0 | 0 | 0 | 0 | 0 | 0 | 0 | 0 | 0 | 0 | 0 | 0 | 0 | 0 | 0 | 0 | 0 | 0 | 0 | 0 | 0 | 0 | 0
| 0 | 0 | LPS | [5 empty] | 0 | 0 | 0 | 0 | 0 | 0 | 0 | 0 | 0 | 0 | 0 | 0 | 0 | 0 | 0 | 0 | 0 | 0 | 0 | 0 | 0 | 0 | 0 | 0 | 0 | 0 | 0 | 0 | 0 | 0 | 0 | 0 | 0 | 0 | 0 | 0 | 0
| 0 | 0 | LPS | [5 empty] | 0 | 0 | 0 | 0 | 0 | 0 | 0 | 0 | 0 | 0 | 0 | 0 | 0 | 0 | 0 | 0 | 0 | 0 | 0 | 0 | 0 | 0 | 0 | 0 | 0 | 0 | 0 | 0 | 0 | 0 | 0 | 0 | 0 | 0 | 0 | 0 | 0
HPS | 50 | 57 | HPS6 | [5 empty] | 0 | 0 | 0 | 0 | 0 | 0 | 0 | 0 | 0 | 0 | 0 | 0 | 0 | 0 | 0 | 0 | 0 | 0 | 0 | 0 | 0 | 0 | 0 | 0 | 0 | 0 | 0 | 0 | 0 | 0 | 0 | 0 | 0 | 0 | 0 | 0 | 0
| 70 | 77 | HPS6 | [5 empty] | 0 | 0 | 0 | 0 | 0 | 0 | 0 | 0 | 0 | 0 | 0 | 0 | 0 | 0 | 0 | 0 | 0 | 0 | 0 | 0 | 0 | 0 | 0 | 0 | 0 | 0 | 0 | 0 | 0 | 0 | 0 | 0 | 0 | 0 | 0 | 0 | 0
| 100 | 105 | HPS6 | [5 empty] | 0 | 0 | 0 | 0 | 0 | 0 | 0 | 0 | 0 | 0 | 0 | 0 | 0 | 0 | 0 | 0 | 0 | 0 | 0 | 0 | 0 | 0 | 0 | 0 | 0 | 0 | 0 | 0 | 0 | 0 | 0 | 0 | 0 | 0 | 0 | 0 | 0
| 150 | 159 | HPS6 | [5 empty] | 0 | 0 | 0 | 0 | 0 | 0 | 0 | 0 | 0 | 0 | 0 | 0 | 0 | 0 | 0 | 0 | 0 | 0 | 0 | 0 | 0 | 0 | 0 | 0 | 0 | 0 | 0 | 0 | 0 | 0 | 0 | 0 | 0 | 0 | 0 | 0 | 0
| 250 | 267 | HPS6 | [5 empty] | 0 | 0 | 0 | 0 | 0 | 0 | 0 | 0 | 0 | 0 | 0 | 0 | 0 | 0 | 0 | 0 | 0 | 0 | 0 | 0 | 0 | 0 | 0 | 0 | 0 | 0 | 0 | 0 | 0 | 0 | 0 | 0 | 0 | 0 | 0 | 0 | 0
| 400 | 434 | HPS6 | [5 empty] | 0 | 0 | 0 | 0 | 0 | 0 | 0 | 0 | 0 | 0 | 0 | 0 | 0 | 0 | 0 | 0 | 0 | 0 | 0 | 0 | 0 | 0 | 0 | 0 | 0 | 0 | 0 | 0 | 0 | 0 | 0 | 0 | 0 | 0 | 0 | 0 | 0
| 0 | 0 | HPS6 | [5 empty] | 0 | 0 | 0 | 0 | 0 | 0 | 0 | 0 | 0 | 0 | 0 | 0 | 0 | 0 | 0 | 0 | 0 | 0 | 0 | 0 | 0 | 0 | 0 | 0 | 0 | 0 | 0 | 0 | 0 | 0 | 0 | 0 | 0 | 0 | 0 | 0 | 0
| 0 | 0 | HPS6 | [5 empty] | 0 | 0 | 0 | 0 | 0 | 0 | 0 | 0 | 0 | 0 | 0 | 0 | 0 | 0 | 0 | 0 | 0 | 0 | 0 | 0 | 0 | 0 | 0 | 0 | 0 | 0 | 0 | 0 | 0 | 0 | 0 | 0 | 0 | 0 | 0 | 0 | 0
HPS | 50 | 62 | HPS5 | [5 empty] | 0 | 0 | 0 | 0 | 0 | 0 | 0 | 0 | 0 | 0 | 0 | 0 | 0 | 0 | 0 | 0 | 0 | 0 | 0 | 0 | 0 | 0 | 0 | 0 | 0 | 0 | 0 | 0 | 0 | 0 | 0 | 0 | 0 | 0 | 0 | 0 | 0
| 70 | 79 | HPS5 | [5 empty] | 40 | 40 | 40 | 40 | 40 | 40 | 40 | 40 | 40 | 40 | 40 | 40 | 40 | 40 | 40 | 40 | 40 | 40 | 40 | 40 | 40 | 40 | 40 | 40 | 40 | 40 | 40 | 40 | 40 | 40 | 40 | 40 | 40 | 40 | 40 | 40 | 40
| 100 | 114 | HPS5 | [5 empty] | 40 | 40 | 40 | 0 | 0 | 0 | 0 | 0 | 0 | 0 | 0 | 0 | 0 | 0 | 0 | 0 | 0 | 0 | 0 | 0 | 0 | 0 | 0 | 0 | 0 | 0 | 0 | 0 | 0 | 0 | 0 | 0 | 0 | 0 | 0 | 0 | 0
| 150 | 190 | HPS5 | [5 empty] | 0 | 0 | 0 | 0 | 0 | 0 | 0 | 0 | 0 | 0 | 0 | 0 | 0 | 0 | 0 | 0 | 0 | 0 | 0 | 0 | 0 | 0 | 0 | 0 | 0 | 0 | 0 | 0 | 0 | 0 | 0 | 0 | 0 | 0 | 0 | 0 | 0
| 250 | 301 | HPS5 | [5 empty] | 0 | 0 | 0 | 0 | 0 | 0 | 0 | 0 | 0 | 0 | 0 | 0 | 0 | 0 | 0 | 0 | 0 | 0 | 0 | 0 | 0 | 0 | 0 | 0 | 0 | 0 | 0 | 0 | 0 | 0 | 0 | 0 | 0 | 0 | 0 | 0 | 0
| 400 | 434 | HPS5 | [5 empty] | 0 | 0 | 0 | 0 | 0 | 0 | 0 | 0 | 0 | 0 | 0 | 0 | 0 | 0 | 0 | 0 | 0 | 0 | 0 | 0 | 0 | 0 | 0 | 0 | 0 | 0 | 0 | 0 | 0 | 0 | 0 | 0 | 0 | 0 | 0 | 0 | 0
| 0 | 0 | HPS5 | [5 empty] | 0 | 0 | 0 | 0 | 0 | 0 | 0 | 0 | 0 | 0 | 0 | 0 | 0 | 0 | 0 | 0 | 0 | 0 | 0 | 0 | 0 | 0 | 0 | 0 | 0 | 0 | 0 | 0 | 0 | 0 | 0 | 0 | 0 | 0 | 0 | 0 | 0
| 0 | 0 | HPS5 | [5 empty] | 0 | 0 | 0 | 0 | 0 | 0 | 0 | 0 | 0 | 0 | 0 | 0 | 0 | 0 | 0 | 0 | 0 | 0 | 0 | 0 | 0 | 0 | 0 | 0 | 0 | 0 | 0 | 0 | 0 | 0 | 0 | 0 | 0 | 0 | 0 | 0 | 0
CDO | 70 | 79 | CDO | [5 empty] | 0 | 0 | 0 | 0 | 0 | 0 | 0 | 0 | 0 | 0 | 0 | 0 | 0 | 0 | 0 | 0 | 0 | 0 | 0 | 0 | 0 | 0 | 0 | 0 | 0 | 0 | 0 | 0 | 0 | 0 | 0 | 0 | 0 | 0 | 0 | 0 | 0
| 100 | 114 | CDO | [5 empty] | 0 | 0 | 0 | 0 | 0 | 0 | 0 | 0 | 0 | 0 | 0 | 0 | 0 | 0 | 0 | 0 | 0 | 0 | 0 | 0 | 0 | 0 | 0 | 0 | 0 | 0 | 0 | 0 | 0 | 0 | 0 | 0 | 0 | 0 | 0 | 0 | 0
| 150 | 190 | CDO | [5 empty] | 0 | 0 | 0 | 0 | 0 | 0 | 0 | 0 | 0 | 0 | 0 | 0 | 0 | 0 | 0 | 0 | 0 | 0 | 0 | 0 | 0 | 0 | 0 | 0 | 0 | 0 | 0 | 0 | 0 | 0 | 0 | 0 | 0 | 0 | 0 | 0 | 0
| 250 | 301 | CDO | [5 empty] | 0 | 0 | 0 | 0 | 0 | 0 | 0 | 0 | 0 | 0 | 0 | 0 | 0 | 0 | 0 | 0 | 0 | 0 | 0 | 0 | 0 | 0 | 0 | 0 | 0 | 0 | 0 | 0 | 0 | 0 | 0 | 0 | 0 | 0 | 0 | 0 | 0
| 70 | 79 | CDO | [5 empty] | 0 | 0 | 0 | 0 | 0 | 0 | 0 | 0 | 0 | 0 | 0 | 0 | 0 | 0 | 0 | 0 | 0 | 0 | 0 | 0 | 0 | 0 | 0 | 0 | 0 | 0 | 0 | 0 | 0 | 0 | 0 | 0 | 0 | 0 | 0 | 0 | 0
| 100 | 106 | CDO | [5 empty] | 0 | 0 | 0 | 0 | 0 | 0 | 0 | 0 | 0 | 0 | 0 | 0 | 0 | 0 | 0 | 0 | 0 | 0 | 0 | 0 | 0 | 0 | 0 | 0 | 0 | 0 | 0 | 0 | 0 | 0 | 0 | 0 | 0 | 0 | 0 | 0 | 0
| 150 | 158 | CDO | [5 empty] | 0 | 0 | 0 | 0 | 0 | 0 | 0 | 0 | 0 | 0 | 0 | 0 | 0 | 0 | 0 | 0 | 0 | 0 | 0 | 0 | 0 | 0 | 0 | 0 | 0 | 0 | 0 | 0 | 0 | 0 | 0 | 0 | 0 | 0 | 0 | 0 | 0
| 250 | 267 | CDO | [5 empty] | 0 | 0 | 0 | 0 | 0 | 0 | 0 | 0 | 0 | 0 | 0 | 0 | 0 | 0 | 0 | 0 | 0 | 0 | 0 | 0 | 0 | 0 | 0 | 0 | 0 | 0 | 0 | 0 | 0 | 0 | 0 | 0 | 0 | 0 | 0 | 0 | 0
MH | 50 | 57 | MH | [5 empty] | 0 | 0 | 0 | 0 | 0 | 0 | 0 | 0 | 0 | 0 | 0 | 0 | 0 | 0 | 0 | 0 | 0 | 0 | 0 | 0 | 0 | 0 | 0 | 0 | 0 | 0 | 0 | 0 | 0 | 0 | 0 | 0 | 0 | 0 | 0 | 0 | 0
| 70 | 76 | MH | [5 empty] | 0 | 0 | 0 | 0 | 0 | 0 | 0 | 0 | 0 | 0 | 0 | 0 | 0 | 0 | 0 | 0 | 0 | 0 | 0 | 0 | 0 | 0 | 0 | 0 | 0 | 0 | 0 | 0 | 0 | 0 | 0 | 0 | 0 | 0 | 0 | 0 | 0
| 100 | 114 | MH | [5 empty] | 0 | 0 | 0 | 0 | 0 | 0 | 0 | 0 | 0 | 0 | 0 | 0 | 0 | 0 | 0 | 0 | 0 | 0 | 0 | 0 | 0 | 0 | 0 | 0 | 0 | 0 | 0 | 0 | 0 | 0 | 0 | 0 | 0 | 0 | 0 | 0 | 0
| 150 | 163 | MH | [5 empty] | 0 | 0 | 0 | 0 | 0 | 0 | 0 | 0 | 0 | 0 | 0 | 0 | 0 | 0 | 0 | 0 | 0 | 0 | 0 | 0 | 0 | 0 | 0 | 0 | 0 | 0 | 0 | 0 | 0 | 0 | 0 | 0 | 0 | 0 | 0 | 0 | 0
| 250 | 261 | MH | [5 empty] | 0 | 0 | 0 | 0 | 0 | 0 | 0 | 0 | 0 | 0 | 0 | 0 | 0 | 0 | 0 | 0 | 0 | 0 | 0 | 0 | 0 | 0 | 0 | 0 | 0 | 0 | 0 | 0 | 0 | 0 | 0 | 0 | 0 | 0 | 0 | 0 | 0
| 400 | 424 | MH | [5 empty] | 0 | 0 | 0 | 0 | 0 | 0 | 0 | 0 | 0 | 0 | 0 | 0 | 0 | 0 | 0 | 0 | 0 | 0 | 0 | 0 | 0 | 0 | 0 | 0 | 0 | 0 | 0 | 0 | 0 | 0 | 0 | 0 | 0 | 0 | 0 | 0 | 0
| 0 | 0 | MH | [5 empty] | 0 | 0 | 0 | 0 | 0 | 0 | 0 | 0 | 0 | 0 | 0 | 0 | 0 | 0 | 0 | 0 | 0 | 0 | 0 | 0 | 0 | 0 | 0 | 0 | 0 | 0 | 0 | 0 | 0 | 0 | 0 | 0 | 0 | 0 | 0 | 0 | 0
| 0 | 0 | MH | [5 empty] | 0 | 0 | 0 | 0 | 0 | 0 | 0 | 0 | 0 | 0 | 0 | 0 | 0 | 0 | 0 | 0 | 0 | 0 | 0 | 0 | 0 | 0 | 0 | 0 | 0 | 0 | 0 | 0 | 0 | 0 | 0 | 0 | 0 | 0 | 0 | 0 | 0
MH | 70 | 89 | MH | [5 empty] | 0 | 0 | 0 | 0 | 0 | 0 | 0 | 0 | 0 | 0 | 0 | 0 | 0 | 0 | 0 | 0 | 0 | 0 | 0 | 0 | 0 | 0 | 0 | 0 | 0 | 0 | 0 | 0 | 0 | 0 | 0 | 0 | 0 | 0 | 0 | 0 | 0
| 100 | 118 | MH | [5 empty] | 0 | 0 | 0 | 0 | 0 | 0 | 0 | 0 | 0 | 0 | 0 | 0 | 0 | 0 | 0 | 0 | 0 | 0 | 0 | 0 | 0 | 0 | 0 | 0 | 0 | 0 | 0 | 0 | 0 | 0 | 0 | 0 | 0 | 0 | 0 | 0 | 0
| 150 | 179 | MH | [5 empty] | 0 | 0 | 0 | 0 | 0 | 0 | 0 | 0 | 0 | 0 | 0 | 0 | 0 | 0 | 0 | 0 | 0 | 0 | 0 | 0 | 0 | 0 | 0 | 0 | 0 | 0 | 0 | 0 | 0 | 0 | 0 | 0 | 0 | 0 | 0 | 0 | 0
| 250 | 301 | MH | [5 empty] | 0 | 0 | 0 | 0 | 0 | 0 | 0 | 0 | 0 | 0 | 0 | 0 | 0 | 0 | 0 | 0 | 0 | 0 | 0 | 0 | 0 | 0 | 0 | 0 | 0 | 0 | 0 | 0 | 0 | 0 | 0 | 0 | 0 | 0 | 0 | 0 | 0
| 400 | 471 | MH | [5 empty] | 0 | 0 | 0 | 0 | 0 | 0 | 0 | 0 | 0 | 0 | 0 | 0 | 0 | 0 | 0 | 0 | 0 | 0 | 0 | 0 | 0 | 0 | 0 | 0 | 0 | 0 | 0 | 0 | 0 | 0 | 0 | 0 | 0 | 0 | 0 | 0 | 0
| 0 | 0 | MH | [5 empty] | 0 | 0 | 0 | 0 | 0 | 0 | 0 | 0 | 0 | 0 | 0 | 0 | 0 | 0 | 0 | 0 | 0 | 0 | 0 | 0 | 0 | 0 | 0 | 0 | 0 | 0 | 0 | 0 | 0 | 0 | 0 | 0 | 0 | 0 | 0 | 0 | 0
| 0 | 0 | MH | [5 empty] | 0 | 0 | 0 | 0 | 0 | 0 | 0 | 0 | 0 | 0 | 0 | 0 | 0 | 0 | 0 | 0 | 0 | 0 | 0 | 0 | 0 | 0 | 0 | 0 | 0 | 0 | 0 | 0 | 0 | 0 | 0 | 0 | 0 | 0 | 0 | 0 | 0
| 0 | 0 | MH | [5 empty] | 0 | 0 | 0 | 0 | 0 | 0 | 0 | 0 | 0 | 0 | 0 | 0 | 0 | 0 | 0 | 0 | 0 | 0 | 0 | 0 | 0 | 0 | 0 | 0 | 0 | 0 | 0 | 0 | 0 | 0 | 0 | 0 | 0 | 0 | 0 | 0 | 0
CMH | 35 | 47 | MH | [5 empty] | 0 | 0 | 0 | 0 | 0 | 0 | 0 | 0 | 0 | 0 | 0 | 0 | 0 | 0 | 0 | 0 | 0 | 0 | 0 | 0 | 0 | 0 | 0 | 0 | 0 | 0 | 0 | 0 | 0 | 0 | 0 | 0 | 0 | 0 | 0 | 0 | 0
| 70 | 86 | MH | [5 empty] | 0 | 0 | 0 | 0 | 0 | 0 | 0 | 0 | 0 | 0 | 0 | 0 | 0 | 0 | 0 | 0 | 0 | 0 | 0 | 0 | 0 | 0 | 0 | 0 | 0 | 0 | 0 | 0 | 0 | 0 | 0 | 0 | 0 | 0 | 0 | 0 | 0
| 150 | 167 | MH | [5 empty] | 0 | 0 | 0 | 0 | 0 | 0 | 0 | 0 | 0 | 0 | 0 | 0 | 0 | 0 | 0 | 0 | 0 | 0 | 0 | 0 | 0 | 0 | 0 | 0 | 0 | 0 | 0 | 0 | 0 | 0 | 0 | 0 | 0 | 0 | 0 | 0 | 0
| 210 | 225 | MH | [5 empty] | 0 | 0 | 0 | 0 | 0 | 0 | 0 | 0 | 0 | 0 | 0 | 0 | 0 | 0 | 0 | 0 | 0 | 0 | 0 | 0 | 0 | 0 | 0 | 0 | 0 | 0 | 0 | 0 | 0 | 0 | 0 | 0 | 0 | 0 | 0 | 0 | 0
| 0 | 0 | MH | [5 empty] | 0 | 0 | 0 | 0 | 0 | 0 | 0 | 0 | 0 | 0 | 0 | 0 | 0 | 0 | 0 | 0 | 0 | 0 | 0 | 0 | 0 | 0 | 0 | 0 | 0 | 0 | 0 | 0 | 0 | 0 | 0 | 0 | 0 | 0 | 0 | 0 | 0
| 0 | 0 | MH | [5 empty] | 0 | 0 | 0 | 0 | 0 | 0 | 0 | 0 | 0 | 0 | 0 | 0 | 0 | 0 | 0 | 0 | 0 | 0 | 0 | 0 | 0 | 0 | 0 | 0 | 0 | 0 | 0 | 0 | 0 | 0 | 0 | 0 | 0 | 0 | 0 | 0 | 0
| 0 | 0 | MH | [5 empty] | 0 | 0 | 0 | 0 | 0 | 0 | 0 | 0 | 0 | 0 | 0 | 0 | 0 | 0 | 0 | 0 | 0 | 0 | 0 | 0 | 0 | 0 | 0 | 0 | 0 | 0 | 0 | 0 | 0 | 0 | 0 | 0 | 0 | 0 | 0 | 0 | 0
| 0 | 0 | MH | [5 empty] | 0 | 0 | 0 | 0 | 0 | 0 | 0 | 0 | 0 | 0 | 0 | 0 | 0 | 0 | 0 | 0 | 0 | 0 | 0 | 0 | 0 | 0 | 0 | 0 | 0 | 0 | 0 | 0 | 0 | 0 | 0 | 0 | 0 | 0 | 0 | 0 | 0
CPO | 45 | 50 | CPO | [5 empty] | 0 | 0 | 0 | 0 | 0 | 0 | 0 | 0 | 0 | 0 | 0 | 0 | 0 | 0 | 0 | 0 | 0 | 0 | 0 | 0 | 0 | 0 | 0 | 0 | 0 | 0 | 0 | 0 | 0 | 0 | 0 | 0 | 0 | 0 | 0 | 0 | 0
| 60 | 66 | CPO | [5 empty] | 0 | 0 | 0 | 0 | 0 | 0 | 0 | 0 | 0 | 0 | 0 | 0 | 0 | 0 | 0 | 0 | 0 | 0 | 0 | 0 | 0 | 0 | 0 | 0 | 0 | 0 | 0 | 0 | 0 | 0 | 0 | 0 | 0 | 0 | 0 | 0 | 0
| 90 | 98 | CPO | [5 empty] | 0 | 0 | 0 | 0 | 0 | 0 | 0 | 0 | 0 | 0 | 0 | 0 | 0 | 0 | 0 | 0 | 0 | 0 | 0 | 0 | 0 | 0 | 0 | 0 | 0 | 0 | 0 | 0 | 0 | 0 | 0 | 0 | 0 | 0 | 0 | 0 | 0
| 140 | 153 | CPO | [5 empty] | 0 | 0 | 0 | 0 | 0 | 0 | 0 | 0 | 0 | 0 | 0 | 0 | 0 | 0 | 0 | 0 | 0 | 0 | 0 | 0 | 0 | 0 | 0 | 0 | 0 | 0 | 0 | 0 | 0 | 0 | 0 | 0 | 0 | 0 | 0 | 0 | 0
| 0 | 0 | 0 | [5 empty] | 0 | 0 | 0 | 0 | 0 | 0 | 0 | 0 | 0 | 0 | 0 | 0 | 0 | 0 | 0 | 0 | 0 | 0 | 0 | 0 | 0 | 0 | 0 | 0 | 0 | 0 | 0 | 0 | 0 | 0 | 0 | 0 | 0 | 0 | 0 | 0 | 0
| 0 | 0 | 0 | [5 empty] | 0 | 0 | 0 | 0 | 0 | 0 | 0 | 0 | 0 | 0 | 0 | 0 | 0 | 0 | 0 | 0 | 0 | 0 | 0 | 0 | 0 | 0 | 0 | 0 | 0 | 0 | 0 | 0 | 0 | 0 | 0 | 0 | 0 | 0 | 0 | 0 | 0
| 0 | 0 | 0 | [5 empty] | 0 | 0 | 0 | 0 | 0 | 0 | 0 | 0 | 0 | 0 | 0 | 0 | 0 | 0 | 0 | 0 | 0 | 0 | 0 | 0 | 0 | 0 | 0 | 0 | 0 | 0 | 0 | 0 | 0 | 0 | 0 | 0 | 0 | 0 | 0 | 0 | 0
| 0 | 0 | 0 | [5 empty] | 0 | 0 | 0 | 0 | 0 | 0 | 0 | 0 | 0 | 0 | 0 | 0 | 0 | 0 | 0 | 0 | 0 | 0 | 0 | 0 | 0 | 0 | 0 | 0 | 0 | 0 | 0 | 0 | 0 | 0 | 0 | 0 | 0 | 0 | 0 | 0 | 0
| 0 | 0 | 0 | [5 empty] | 0 | 0 | 0 | 0 | 0 | 0 | 0 | 0 | 0 | 0 | 0 | 0 | 0 | 0 | 0 | 0 | 0 | 0 | 0 | 0 | 0 | 0 | 0 | 0 | 0 | 0 | 0 | 0 | 0 | 0 | 0 | 0 | 0 | 0 | 0 | 0 | 0
| 0 | 0 | 0 | [5 empty] | 0 | 0 | 0 | 0 | 0 | 0 | 0 | 0 | 0 | 0 | 0 | 0 | 0 | 0 | 0 | 0 | 0 | 0 | 0 | 0 | 0 | 0 | 0 | 0 | 0 | 0 | 0 | 0 | 0 | 0 | 0 | 0 | 0 | 0 | 0 | 0 | 0
| 0 | 0 | 0 | [5 empty] | 0 | 0 | 0 | 0 | 0 | 0 | 0 | 0 | 0 | 0 | 0 | 0 | 0 | 0 | 0 | 0 | 0 | 0 | 0 | 0 | 0 | 0 | 0 | 0 | 0 | 0 | 0 | 0 | 0 | 0 | 0 | 0 | 0 | 0 | 0 | 0 | 0
CLPM | 36 | 36 | LPM | [5 empty] | 0 | 0 | 0 | 0 | 0 | 0 | 0 | 0 | 0 | 0 | 0 | 0 | 0 | 0 | 0 | 0 | 0 | 0 | 0 | 0 | 0 | 0 | 0 | 0 | 0 | 0 | 0 | 0 | 0 | 0 | 0 | 0 | 0 | 0 | 0 | 0 | 0
| 40 | 45 | LPM | [5 empty] | 0 | 0 | 0 | 0 | 0 | 0 | 0 | 0 | 0 | 0 | 0 | 0 | 0 | 0 | 0 | 0 | 0 | 0 | 0 | 0 | 0 | 0 | 0 | 0 | 0 | 0 | 0 | 0 | 0 | 0 | 0 | 0 | 0 | 0 | 0 | 0 | 0
| 55 | 62 | LPM | [5 empty] | 0 | 0 | 0 | 0 | 0 | 0 | 0 | 0 | 0 | 0 | 0 | 0 | 0 | 0 | 0 | 0 | 0 | 0 | 0 | 0 | 0 | 0 | 0 | 0 | 0 | 0 | 0 | 0 | 0 | 0 | 0 | 0 | 0 | 0 | 0 | 0 | 0
| 0 | 0 | LPM | [5 empty] | 0 | 0 | 0 | 0 | 0 | 0 | 0 | 0 | 0 | 0 | 0 | 0 | 0 | 0 | 0 | 0 | 0 | 0 | 0 | 0 | 0 | 0 | 0 | 0 | 0 | 0 | 0 | 0 | 0 | 0 | 0 | 0 | 0 | 0 | 0 | 0 | 0
CLPM | 36 | 44 | LPM | [5 empty] | 0 | 0 | 0 | 0 | 0 | 0 | 0 | 0 | 0 | 0 | 0 | 0 | 0 | 0 | 0 | 0 | 0 | 0 | 0 | 0 | 0 | 0 | 0 | 0 | 0 | 0 | 0 | 0 | 0 | 0 | 0 | 0 | 0 | 0 | 0 | 0 | 0
| 40 | 45 | LPM | [5 empty] | 0 | 0 | 0 | 0 | 0 | 0 | 0 | 0 | 0 | 0 | 0 | 0 | 0 | 0 | 0 | 0 | 0 | 0 | 0 | 0 | 0 | 0 | 0 | 0 | 0 | 0 | 0 | 0 | 0 | 0 | 0 | 0 | 0 | 0 | 0 | 0 | 0
| 0 | 0 | LPM | [5 empty] | 0 | 0 | 0 | 0 | 0 | 0 | 0 | 0 | 0 | 0 | 0 | 0 | 0 | 0 | 0 | 0 | 0 | 0 | 0 | 0 | 0 | 0 | 0 | 0 | 0 | 0 | 0 | 0 | 0 | 0 | 0 | 0 | 0 | 0 | 0 | 0 | 0
| 0 | 0 | LPM | [5 empty] | 0 | 0 | 0 | 0 | 0 | 0 | 0 | 0 | 0 | 0 | 0 | 0 | 0 | 0 | 0 | 0 | 0 | 0 | 0 | 0 | 0 | 0 | 0 | 0 | 0 | 0 | 0 | 0 | 0 | 0 | 0 | 0 | 0 | 0 | 0 | 0 | 0

## AGE PROFILING (hidden)
Risk factor X | 0.019712 |  | NOT BEING USED ANY MORE
RULES
a) The probability of a lantern of age 0-8 year failing in 0-8 years is X, in years 9-16 is 2X and in years +17 is 5X, and
b) The probability of a lantern of age 9-16 year failing in 0-8 years is 1.5X, in years 9-16 is 5X and in years +17 is 1.5X, and
c) The probability of a lantern of age +17 year failing in 0-8 years is 5X, in years 9-16 is 2X and in years +17 is 1X, and
d) In addition, the total number of failures over 25 years is equal to the total number of lanterns
PRE UPGRADE | [13 empty] | POST UPGRADE
START YR
Young | 1 | 2 | 5 |  | 1900
Med | 1.5 | 5 | 1.5 |  | 3500
Old | 5 | 2 | 1 |  | 4600
| 8 | 8 | 9 |  | 10000 | [7 empty] | Replaced per phase
[7 empty] | years in period | [5 empty] | P1 | P2 | P3
Young | 0.93056 | x | 1768.0556 |  | 1816.8843 |  | 25 |  | 72.6754 | PER YEAR |  |  | 29.6875 | 59.375 | 131.9444 |  |  | 1900
Med | 0.97917 | y | 3427.0833 |  | 3521.7298 |  | 25 |  | 140.8692 | PER YEAR |  |  | 82.0312 | 273.4375 | 72.9167 |  |  | 3500
Old | 0.98611 | z | 4536.1111 |  | 4661.3859 |  | 25 |  | 186.4554 | PER YEAR |  |  | 359.375 | 143.75 | 63.8889 |  |  | 4600
POST UPGRADE | [13 empty] | POST UPGRADE
START YR
Young | 1 | 2 | 5 |  | 1900
Med | 1.5 | 5 | 1.5 |  | 2100
Old | 5 | 2 | 1 |  | 0
| 8 | 8 | 9 |  | 4000 | [7 empty] | Replaced per phase
[7 empty] | years in period | [5 empty] | P1 | P2 | P3
Young | 0.93056 | x | 1768.0556 |  | 4000 |  | 25 |  | 160 | PER YEAR |  |  | 29.6875 | 59.375 | 131.9444 |  |  | 1900
Med | 0.97917 | y | 2056.25 |  | 4652.0031 |  | 25 |  | 186.0801 | PER YEAR |  |  | 49.2188 | 164.0625 | 43.75 |  |  | 2100
Old | 0.98611 | z | 0 |  | 0 |  | 25 |  | 0 | PER YEAR |  |  | 0 | 0 | 0 |  |  | 0
Period | 0 | 1 | 2 | 3 | 4 | 5 | 6 | 7 | 8 | 9 | 10 | 11 | 12 | 13 | 14 | 15 | 16 | 17 | 18 | 19 | 20 | 21 | 22 | 23 | 24 | 25 | 26 | 27 | 28 | 29 | 30 | 31 | 32 | 33 | 34 | 35 | 36 | 37
RISK FACTORS
< 9 years |  | 0.019712 | 0.019712 | 0.019712 | 0.019712 | 0.019712 | 0.019712 | 0.019712 | 0.019712 | 0.039424 | 0.039424 | 0.039424 | 0.039424 | 0.039424 | 0.039424 | 0.039424 | 0.039424 | 0.059137 | 0.059137 | 0.059137 | 0.059137 | 0.059137 | 0.059137 | 0.059137 | 0.059137 | 0.059137 | 0.059137 | 0.059137 | 0.059137 | 0.059137 | 0.059137 | 0.059137 | 0.059137 | 0.059137 | 0.059137 | 0.059137 | 0.059137 | 0.059137
9 to 16 years |  | 0.029568 | 0.029568 | 0.029568 | 0.029568 | 0.029568 | 0.029568 | 0.029568 | 0.029568 | 0.059137 | 0.059137 | 0.059137 | 0.059137 | 0.059137 | 0.059137 | 0.059137 | 0.059137 | 0.029568 | 0.029568 | 0.029568 | 0.029568 | 0.029568 | 0.029568 | 0.029568 | 0.029568 | 0.029568 | 0.029568 | 0.029568 | 0.029568 | 0.029568 | 0.029568 | 0.029568 | 0.029568 | 0.029568 | 0.029568 | 0.029568 | 0.029568 | 0.029568
> 16 years |  | 0.059137 | 0.059137 | 0.059137 | 0.059137 | 0.059137 | 0.059137 | 0.059137 | 0.059137 | 0.039424 | 0.039424 | 0.039424 | 0.039424 | 0.039424 | 0.039424 | 0.039424 | 0.039424 | 0.019712 | 0.019712 | 0.019712 | 0.019712 | 0.019712 | 0.019712 | 0.019712 | 0.019712 | 0.019712 | 0.019712 | 0.019712 | 0.019712 | 0.019712 | 0.019712 | 0.019712 | 0.019712 | 0.019712 | 0.019712 | 0.019712 | 0.019712 | 0.019712
PRE-UPGRADE
Age profiling | Year
| 0 | 2012 | 2013 | 2014 | 2015 | 2016 | 2017 | 2018 | 2019 | 2020 | 2021 | 2022 | 2023 | 2024 | 2025 | 2026 | 2027 | 2028 | 2029 | 2030 | 2031 | 2032 | 2033 | 2034 | 2035 | 2036 | 2037 | 2038 | 2039 | 2040 | 2041 | 2042 | 2043 | 2044 | 2045 | 2046 | 2047 | 2048
< 8 years | 1900 | 29.6875 | 29.6875 | 29.6875 | 29.6875 | 29.6875 | 29.6875 | 29.6875 | 29.6875 | 59.375 | 59.375 | 59.375 | 59.375 | 59.375 | 59.375 | 59.375 | 59.375 | 131.9444 | 131.9444 | 131.9444 | 131.9444 | 131.9444 | 131.9444 | 131.9444 | 131.9444 | 131.9444 | 131.9444 | 131.9444 | 131.9444 | 131.9444 | 131.9444 | 131.9444 | 131.9444 | 131.9444 | 131.9444 | 131.9444 | 131.9444 | 131.9444
8 to 16 years | 3500 | 82.0312 | 82.0312 | 82.0312 | 82.0312 | 82.0312 | 82.0312 | 82.0312 | 82.0312 | 273.4375 | 273.4375 | 273.4375 | 273.4375 | 273.4375 | 273.4375 | 273.4375 | 273.4375 | 72.9167 | 72.9167 | 72.9167 | 72.9167 | 72.9167 | 72.9167 | 72.9167 | 72.9167 | 72.9167 | 72.9167 | 72.9167 | 72.9167 | 72.9167 | 72.9167 | 72.9167 | 72.9167 | 72.9167 | 72.9167 | 72.9167 | 72.9167 | 72.9167
> 16 years | 4600 | 359.375 | 359.375 | 359.375 | 359.375 | 359.375 | 359.375 | 359.375 | 359.375 | 143.75 | 143.75 | 143.75 | 143.75 | 143.75 | 143.75 | 143.75 | 143.75 | 63.8889 | 63.8889 | 63.8889 | 63.8889 | 63.8889 | 63.8889 | 63.8889 | 63.8889 | 63.8889 | 63.8889 | 63.8889 | 63.8889 | 63.8889 | 63.8889 | 63.8889 | 63.8889 | 63.8889 | 63.8889 | 63.8889 | 63.8889 | 63.8889
Year total |  | 471.0938 | 471.0938 | 471.0938 | 471.0938 | 471.0938 | 471.0938 | 471.0938 | 471.0938 | 476.5625 | 476.5625 | 476.5625 | 476.5625 | 476.5625 | 476.5625 | 476.5625 | 476.5625 | 268.75 | 268.75 | 268.75 | 268.75 | 268.75 | 268.75 | 268.75 | 268.75 | 268.75 | 268.75 | 268.75 | 268.75 | 268.75 | 268.75 | 268.75 | 268.75 | 268.75 | 268.75 | 268.75 | 268.75 | 268.75
Cumulative total |  | 471.0938 | 942.1875 | 1413.2812 | 1884.375 | 2355.4688 | 2826.5625 | 3297.6562 | 3768.75 | 4245.3125 | 4721.875 | 5198.4375 | 5675 | 6151.5625 | 6628.125 | 7104.6875 | 7581.25 | 7850 | 8118.75 | 8387.5 | 8656.25 | 8925 | 9193.75 | 9462.5 | 9731.25 | 10000 | 10268.75 | 10537.5 | 10806.25 | 11075 | 11343.75 | 11612.5 | 11881.25 | 12150 | 12418.75 | 12687.5 | 12956.25 | 13225
POST-UPGRADE
Number of lamps pre-upgrade | 10000
Number of lamps replaced | 6000
Total number of non LED lanterns post upgrade | 4000
Age profiling | Year
| 0 | 2015 | 2016 | 2017 | 2018 | 2019 | 2020 | 2021 | 2022 | 2023 | 2024 | 2025 | 2026 | 2027 | 2028 | 2029 | 2030 | 2031 | 2032 | 2033 | 2034 | 2035 | 2036 | 2037 | 2038 | 2039 | 2040 | 2041 | 2042 | 2043 | 2044 | 2045 | 2046 | 2047 | 2048 | 2049 | 2050 | 2051
< 8 years | 1900 | 29.6875 | 29.6875 | 29.6875 | 29.6875 | 29.6875 | 29.6875 | 29.6875 | 29.6875 | 59.375 | 59.375 | 59.375 | 59.375 | 59.375 | 59.375 | 59.375 | 59.375 | 131.9444 | 131.9444 | 131.9444 | 131.9444 | 131.9444 | 131.9444 | 131.9444 | 131.9444 | 131.9444 | 131.9444 | 131.9444 | 131.9444 | 131.9444 | 131.9444 | 131.9444 | 131.9444 | 131.9444 | 131.9444 | 131.9444 | 131.9444 | 131.9444
8 to 16 years | 2100 | 49.2188 | 49.2188 | 49.2188 | 49.2188 | 49.2188 | 49.2188 | 49.2188 | 49.2188 | 164.0625 | 164.0625 | 164.0625 | 164.0625 | 164.0625 | 164.0625 | 164.0625 | 164.0625 | 43.75 | 43.75 | 43.75 | 43.75 | 43.75 | 43.75 | 43.75 | 43.75 | 43.75 | 43.75 | 43.75 | 43.75 | 43.75 | 43.75 | 43.75 | 43.75 | 43.75 | 43.75 | 43.75 | 43.75 | 43.75
> 16 years | 0 | 0 | 0 | 0 | 0 | 0 | 0 | 0 | 0 | 0 | 0 | 0 | 0 | 0 | 0 | 0 | 0 | 0 | 0 | 0 | 0 | 0 | 0 | 0 | 0 | 0 | 0 | 0 | 0 | 0 | 0 | 0 | 0 | 0 | 0 | 0 | 0 | 0
Year total |  | 78.9062 | 78.9062 | 78.9062 | 78.9062 | 78.9062 | 78.9062 | 78.9062 | 78.9062 | 223.4375 | 223.4375 | 223.4375 | 223.4375 | 223.4375 | 223.4375 | 223.4375 | 223.4375 | 175.6944 | 175.6944 | 175.6944 | 175.6944 | 175.6944 | 175.6944 | 175.6944 | 175.6944 | 175.6944 | 175.6944 | 175.6944 | 175.6944 | 175.6944 | 175.6944 | 175.6944 | 175.6944 | 175.6944 | 175.6944 | 175.6944 | 175.6944 | 175.6944
Cumulative total |  | 78.9062 | 157.8125 | 236.7188 | 315.625 | 394.5312 | 473.4375 | 552.3438 | 631.25 | 854.6875 | 1078.125 | 1301.5625 | 1525 | 1748.4375 | 1971.875 | 2195.3125 | 2418.75 | 2594.4444 | 2770.1389 | 2945.8333 | 3121.5278 | 3297.2222 | 3472.9167 | 3648.6111 | 3824.3056 | 4000 | 4175.6944 | 4351.3889 | 4527.0833 | 4702.7778 | 4878.4722 | 5054.1667 | 5229.8611 | 5405.5556 | 5581.25 | 5756.9444 | 5932.6389 | 6108.3333
X CALC | A | 1900 | 44 |  | 83600
| B | 3500 | 56 |  | 196000
| C | 4600 | 49.5 |  | 227700
|  | 10000 |  |  | 507300 |  |  | 0.019712

## OUTPUT CALCS (hidden)
Status quo
|  | 2012 | 2013 | 2014 | 2015 | 2016 | 2017 | 2018 | 2019 | 2020 | 2021 | 2022 | 2023 | 2024 | 2025 | 2026 | 2027 | 2028 | 2029 | 2030 | 2031 | 2032 | 2033 | 2034 | 2035 | 2036 | 2037 | 2038 | 2039 | 2040 | 2041 | 2042 | 2043 | 2044 | 2045
No of Low Pressure Sodium Lamps |  | 8000 | 8000 | 8000 | 8000 | 8000 | 8000 | 8000 | 8000 | 8000 | 8000 | 8000 | 8000 | 8000 | 8000 | 8000 | 8000 | 8000 | 8000 | 8000 | 8000 | 8000 | 8000 | 8000 | 8000 | 8000 | 8000 | 8000 | 8000 | 8000 | 8000 | 8000 | 8000 | 8000 | 8000
No of High Pressure Sodium Lamps |  | 2000 | 2000 | 2000 | 2000 | 2000 | 2000 | 2000 | 2000 | 2000 | 2000 | 2000 | 2000 | 2000 | 2000 | 2000 | 2000 | 2000 | 2000 | 2000 | 2000 | 2000 | 2000 | 2000 | 2000 | 2000 | 2000 | 2000 | 2000 | 2000 | 2000 | 2000 | 2000 | 2000 | 2000
No of Metal Halide Lamps |  | 0 | 0 | 0 | 0 | 0 | 0 | 0 | 0 | 0 | 0 | 0 | 0 | 0 | 0 | 0 | 0 | 0 | 0 | 0 | 0 | 0 | 0 | 0 | 0 | 0 | 0 | 0 | 0 | 0 | 0 | 0 | 0 | 0 | 0
No of Low Pressure Mercury Lamps |  | 0 | 0 | 0 | 0 | 0 | 0 | 0 | 0 | 0 | 0 | 0 | 0 | 0 | 0 | 0 | 0 | 0 | 0 | 0 | 0 | 0 | 0 | 0 | 0 | 0 | 0 | 0 | 0 | 0 | 0 | 0 | 0 | 0 | 0
Total No Lamps |  | 10000 | 10000 | 10000 | 10000 | 10000 | 10000 | 10000 | 10000 | 10000 | 10000 | 10000 | 10000 | 10000 | 10000 | 10000 | 10000 | 10000 | 10000 | 10000 | 10000 | 10000 | 10000 | 10000 | 10000 | 10000 | 10000 | 10000 | 10000 | 10000 | 10000 | 10000 | 10000 | 10000 | 10000
No of Lamps Replaced per annum |  | 2685.7143 | 2685.7143 | 2685.7143 | 2685.7143 | 2685.7143 | 2685.7143 | 2685.7143 | 2685.7143 | 2685.7143 | 2685.7143 | 2685.7143 | 2685.7143 | 2685.7143 | 2685.7143 | 2685.7143 | 2685.7143 | 2685.7143 | 2685.7143 | 2685.7143 | 2685.7143 | 2685.7143 | 2685.7143 | 2685.7143 | 2685.7143 | 2685.7143 | 2685.7143 | 2685.7143 | 2685.7143 | 2685.7143 | 2685.7143 | 2685.7143 | 2685.7143 | 2685.7143 | 2685.7143
No of Lanterns Replaced per annum |  | 471.0938 | 471.0938 | 471.0938 | 471.0938 | 471.0938 | 471.0938 | 471.0938 | 471.0938 | 476.5625 | 476.5625 | 476.5625 | 476.5625 | 476.5625 | 476.5625 | 476.5625 | 476.5625 | 268.75 | 268.75 | 268.75 | 268.75 | 268.75 | 268.75 | 268.75 | 268.75 | 268.75 | 268.75 | 268.75 | 268.75 | 268.75 | 268.75 | 268.75 | 268.75 | 268.75 | 268.75
No of Control Gear Replaced per annum |  | 666.6667 | 666.6667 | 666.6667 | 666.6667 | 666.6667 | 666.6667 | 666.6667 | 666.6667 | 666.6667 | 666.6667 | 666.6667 | 666.6667 | 666.6667 | 666.6667 | 666.6667 | 666.6667 | 666.6667 | 666.6667 | 666.6667 | 666.6667 | 666.6667 | 666.6667 | 666.6667 | 666.6667 | 666.6667 | 666.6667 | 666.6667 | 666.6667 | 666.6667 | 666.6667 | 666.6667 | 666.6667 | 666.6667 | 666.6667
Energy Consumption (GWh/annum) |  | 4.3656 | 4.3656 | 4.3656 | 4.3656 | 4.3656 | 4.3656 | 4.3656 | 4.3656 | 4.3656 | 4.3656 | 4.3656 | 4.3656 | 4.3656 | 4.3656 | 4.3656 | 4.3656 | 4.3656 | 4.3656 | 4.3656 | 4.3656 | 4.3656 | 4.3656 | 4.3656 | 4.3656 | 4.3656 | 4.3656 | 4.3656 | 4.3656 | 4.3656 | 4.3656 | 4.3656 | 4.3656 | 4.3656 | 4.3656
Energy Costs (£/annum) |  | 423898.789 | 436559 | 459399.5184 | 457626.3478 | 466048.9084 | 471261.7634 | 468487.018 | 478177.7956 | 494587.9567 | 514426.1366 | 521780.4619 | 524810.1839 | 543643.456 | 555807.34 | 558965.3836 | 570742.6364 | 571124.2681 | 572154.1736 | 578631.9126 | 578631.9126 | 578631.9126 | 578631.9126 | 578631.9126 | 578631.9126 | 578631.9126 | 578631.9126 | 578631.9126 | 578631.9126 | 578631.9126 | 578631.9126 | 578631.9126 | 578631.9126 | 578631.9126 | 578440.675
Carbon Emmissions (Tonnes/annum) |  | 2051.8273 | 2008.1714 | 1877.2037 | 1877.2037 | 1789.8919 | 1746.236 | 1702.5801 | 1615.2683 | 1440.6447 | 1353.3329 | 1309.677 | 1178.7093 | 1178.7093 | 1178.7093 | 1091.3975 | 1047.7416 | 960.4298 | 916.7739 | 829.4621 | 829.4621 | 829.4621 | 829.4621 | 829.4621 | 829.4621 | 829.4621 | 829.4621 | 829.4621 | 829.4621 | 829.4621 | 829.4621 | 829.4621 | 829.4621 | 829.4621 | 829.4621
Lamp replacement costs(£/annum) |  | 134285.7143 | 134285.7143 | 134285.7143 | 134285.7143 | 134285.7143 | 134285.7143 | 134285.7143 | 134285.7143 | 134285.7143 | 134285.7143 | 134285.7143 | 134285.7143 | 134285.7143 | 134285.7143 | 134285.7143 | 134285.7143 | 134285.7143 | 134285.7143 | 134285.7143 | 134285.7143 | 134285.7143 | 134285.7143 | 134285.7143 | 134285.7143 | 134285.7143 | 134285.7143 | 134285.7143 | 134285.7143 | 134285.7143 | 134285.7143 | 134285.7143 | 134285.7143 | 134285.7143 | 134285.7143
Lantern replacement cost (£/annum) |  | 98929.6875 | 98929.6875 | 98929.6875 | 98929.6875 | 98929.6875 | 98929.6875 | 98929.6875 | 98929.6875 | 100078.125 | 100078.125 | 100078.125 | 100078.125 | 100078.125 | 100078.125 | 100078.125 | 100078.125 | 56437.5 | 56437.5 | 56437.5 | 56437.5 | 56437.5 | 56437.5 | 56437.5 | 56437.5 | 56437.5 | 56437.5 | 56437.5 | 56437.5 | 56437.5 | 56437.5 | 56437.5 | 56437.5 | 56437.5 | 56437.5
Control gear replacement cost (£/annum) |  | 16666.6667 | 16666.6667 | 16666.6667 | 16666.6667 | 16666.6667 | 16666.6667 | 16666.6667 | 16666.6667 | 16666.6667 | 16666.6667 | 16666.6667 | 16666.6667 | 16666.6667 | 16666.6667 | 16666.6667 | 16666.6667 | 16666.6667 | 16666.6667 | 16666.6667 | 16666.6667 | 16666.6667 | 16666.6667 | 16666.6667 | 16666.6667 | 16666.6667 | 16666.6667 | 16666.6667 | 16666.6667 | 16666.6667 | 16666.6667 | 16666.6667 | 16666.6667 | 16666.6667 | 16666.6667
Total Maintenance Costs (£/annum) |  | 249882.0685 | 249882.0685 | 249882.0685 | 249882.0685 | 249882.0685 | 249882.0685 | 249882.0685 | 249882.0685 | 251030.506 | 251030.506 | 251030.506 | 251030.506 | 251030.506 | 251030.506 | 251030.506 | 251030.506 | 207389.881 | 207389.881 | 207389.881 | 207389.881 | 207389.881 | 207389.881 | 207389.881 | 207389.881 | 207389.881 | 207389.881 | 207389.881 | 207389.881 | 207389.881 | 207389.881 | 207389.881 | 207389.881 | 207389.881 | 207389.881
With upgrade
|  | 2012 | 2013 | 2014 | 2015 | 2016 | 2017 | 2018 | 2019 | 2020 | 2021 | 2022 | 2023 | 2024 | 2025 | 2026 | 2027 | 2028 | 2029 | 2030 | 2031 | 2032 | 2033 | 2034 | 2035 | 2036 | 2037 | 2038 | 2039 | 2040 | 2041 | 2042 | 2043 | 2044 | 2045
No of Low Pressure Sodium Lamps |  | 8000 | 8000 | 8000 | 3000 | 3000 | 3000 | 3000 | 3000 | 3000 | 3000 | 3000 | 3000 | 3000 | 3000 | 3000 | 3000 | 3000 | 3000 | 3000 | 3000 | 3000 | 3000 | 3000 | 3000 | 3000 | 3000 | 3000 | 3000 | 3000 | 3000 | 3000 | 3000 | 3000 | 3000
No of High Pressure Sodium Lamps |  | 2000 | 2000 | 2000 | 1000 | 1000 | 1000 | 1000 | 1000 | 1000 | 1000 | 1000 | 1000 | 1000 | 1000 | 1000 | 1000 | 1000 | 1000 | 1000 | 1000 | 1000 | 1000 | 1000 | 1000 | 1000 | 1000 | 1000 | 1000 | 1000 | 1000 | 1000 | 1000 | 1000 | 1000
No of Metal Halide Lamps |  | 0 | 0 | 0 | 0 | 0 | 0 | 0 | 0 | 0 | 0 | 0 | 0 | 0 | 0 | 0 | 0 | 0 | 0 | 0 | 0 | 0 | 0 | 0 | 0 | 0 | 0 | 0 | 0 | 0 | 0 | 0 | 0 | 0 | 0
No of Low Pressure Mercury Lamps |  | 0 | 0 | 0 | 0 | 0 | 0 | 0 | 0 | 0 | 0 | 0 | 0 | 0 | 0 | 0 | 0 | 0 | 0 | 0 | 0 | 0 | 0 | 0 | 0 | 0 | 0 | 0 | 0 | 0 | 0 | 0 | 0 | 0 | 0
No of LED Lamps |  | 0 | 0 | 0 | 6000 | 6000 | 6000 | 6000 | 6000 | 6000 | 6000 | 6000 | 6000 | 6000 | 6000 | 6000 | 6000 | 6000 | 6000 | 6000 | 6000 | 6000 | 6000 | 6000 | 6000 | 6000 | 6000 | 6000 | 6000 | 6000 | 6000 | 6000 | 6000 | 6000 | 6000
Total No Lamps |  | 10000 | 10000 | 10000 | 10000 | 10000 | 10000 | 10000 | 10000 | 10000 | 10000 | 10000 | 10000 | 10000 | 10000 | 10000 | 10000 | 10000 | 10000 | 10000 | 10000 | 10000 | 10000 | 10000 | 10000 | 10000 | 10000 | 10000 | 10000 | 10000 | 10000 | 10000 | 10000 | 10000 | 10000
No of new Lamps/Lanterns (non-LED) |  | 0 | 0 | 0 | 0 | 0 | 0 | 0 | 0 | 0 | 0 | 0 | 0 | 0 | 0 | 0 | 0 | 0 | 0 | 0 | 0 | 0 | 0 | 0 | 0 | 0 | 0 | 0 | 0 | 0 | 0 | 0 | 0 | 0 | 0
No of new Control Gear units |  | 0 | 0 | 0 | 0 | 0 | 0 | 0 | 0 | 0 | 0 | 0 | 0 | 0 | 0 | 0 | 0 | 0 | 0 | 0 | 0 | 0 | 0 | 0 | 0 | 0 | 0 | 0 | 0 | 0 | 0 | 0 | 0 | 0 | 0
No of new CMS Units |  | 0 | 0 | 0 | 6000 | 0 | 0 | 0 | 0 | 0 | 0 | 0 | 0 | 0 | 0 | 0 | 0 | 0 | 0 | 0 | 0 | 0 | 0 | 0 | 0 | 0 | 0 | 0 | 0 | 0 | 0 | 0 | 0 | 0 | 0
No of new LED units |  | 0 | 0 | 0 | 6000 | 0 | 0 | 0 | 0 | 0 | 0 | 0 | 0 | 0 | 0 | 0 | 0 | 0 | 0 | 0 | 0 | 0 | 0 | 0 | 0 | 0 | 0 | 0 | 0 | 0 | 0 | 0 | 0 | 0 | 0
Non-LED Lamp/Lantern Capex (£) |  | 0 | 0 | 0 | 0 | 0 | 0 | 0 | 0 | 0 | 0 | 0 | 0 | 0 | 0 | 0 | 0 | 0 | 0 | 0 | 0 | 0 | 0 | 0 | 0 | 0 | 0 | 0 | 0 | 0 | 0 | 0 | 0 | 0 | 0
Control Gear Capex (£) |  | 0 | 0 | 0 | 0 | 0 | 0 | 0 | 0 | 0 | 0 | 0 | 0 | 0 | 0 | 0 | 0 | 0 | 0 | 0 | 0 | 0 | 0 | 0 | 0 | 0 | 0 | 0 | 0 | 0 | 0 | 0 | 0 | 0 | 0
CMS Capex (£) |  | 0 | 0 | 0 | 390000 | 0 | 0 | 0 | 0 | 0 | 0 | 0 | 0 | 0 | 0 | 0 | 0 | 0 | 0 | 0 | 0 | 0 | 0 | 0 | 0 | 0 | 0 | 0 | 0 | 0 | 0 | 0 | 0 | 0 | 0
LED Unit Capex (£) |  | 0 | 0 | 0 | 2476000 | 0 | 0 | 0 | 0 | 0 | 0 | 0 | 0 | 0 | 0 | 0 | 0 | 0 | 0 | 0 | 0 | 0 | 0 | 0 | 0 | 0 | 0 | 0 | 0 | 0 | 0 | 0 | 0 | 0 | 0
Total Capex (£) |  | 0 | 0 | 0 | 2866000 | 0 | 0 | 0 | 0 | 0 | 0 | 0 | 0 | 0 | 0 | 0 | 0 | 0 | 0 | 0 | 0 | 0 | 0 | 0 | 0 | 0 | 0 | 0 | 0 | 0 | 0 | 0 | 0 | 0 | 0
No of Non-LED Lamps replaced /year |  | 2685.7143 | 2685.7143 | 2685.7143 | 1057.1429 | 1057.1429 | 1057.1429 | 1057.1429 | 1057.1429 | 1057.1429 | 1057.1429 | 1057.1429 | 1057.1429 | 1057.1429 | 1057.1429 | 1057.1429 | 1057.1429 | 1057.1429 | 1057.1429 | 1057.1429 | 1057.1429 | 1057.1429 | 1057.1429 | 1057.1429 | 1057.1429 | 1057.1429 | 1057.1429 | 1057.1429 | 1057.1429 | 1057.1429 | 1057.1429 | 1057.1429 | 1057.1429 | 1057.1429 | 1057.1429
No of Non-LED Lantern replaced /year |  | 471.0938 | 471.0938 | 471.0938 | 78.9062 | 78.9062 | 78.9062 | 78.9062 | 78.9062 | 78.9062 | 78.9062 | 78.9062 | 223.4375 | 223.4375 | 223.4375 | 223.4375 | 223.4375 | 223.4375 | 223.4375 | 223.4375 | 175.6944 | 175.6944 | 175.6944 | 175.6944 | 175.6944 | 175.6944 | 175.6944 | 175.6944 | 175.6944 | 175.6944 | 175.6944 | 175.6944 | 175.6944 | 175.6944 | 175.6944
No of LED Units replaced/year |  | 0 | 0 | 0 | 6 | 6 | 6 | 6 | 6 | 6 | 6 | 6 | 6 | 6 | 6 | 6 | 6 | 6 | 6 | 6 | 6 | 6 | 6 | 6 | 6 | 6 | 6 | 6 | 6 | 6 | 6 | 6 | 6 | 6 | 6
No of Control Gear replaced /year |  | 666.6667 | 666.6667 | 666.6667 | 266.6667 | 266.6667 | 266.6667 | 266.6667 | 266.6667 | 266.6667 | 266.6667 | 266.6667 | 266.6667 | 266.6667 | 266.6667 | 266.6667 | 266.6667 | 266.6667 | 266.6667 | 266.6667 | 266.6667 | 266.6667 | 266.6667 | 266.6667 | 266.6667 | 266.6667 | 266.6667 | 266.6667 | 266.6667 | 266.6667 | 266.6667 | 266.6667 | 266.6667 | 266.6667 | 266.6667
Lamp replacement costs(£/year) |  | 134285.7143 | 134285.7143 | 134285.7143 | 52857.1429 | 52857.1429 | 52857.1429 | 52857.1429 | 52857.1429 | 52857.1429 | 52857.1429 | 52857.1429 | 52857.1429 | 52857.1429 | 52857.1429 | 52857.1429 | 52857.1429 | 52857.1429 | 52857.1429 | 52857.1429 | 52857.1429 | 52857.1429 | 52857.1429 | 52857.1429 | 52857.1429 | 52857.1429 | 52857.1429 | 52857.1429 | 52857.1429 | 52857.1429 | 52857.1429 | 52857.1429 | 52857.1429 | 52857.1429 | 52857.1429
Lantern replacement cost (£/year) |  | 98929.6875 | 98929.6875 | 98929.6875 | 19046.3125 | 19046.3125 | 19046.3125 | 19046.3125 | 19046.3125 | 19046.3125 | 19046.3125 | 19046.3125 | 49397.875 | 49397.875 | 49397.875 | 49397.875 | 49397.875 | 49397.875 | 49397.875 | 49397.875 | 39371.8333 | 39371.8333 | 39371.8333 | 39371.8333 | 39371.8333 | 39371.8333 | 39371.8333 | 39371.8333 | 39371.8333 | 39371.8333 | 39371.8333 | 39371.8333 | 39371.8333 | 39371.8333 | 39371.8333
Control Gear replacement cost (£/year) |  | 16666.6667 | 16666.6667 | 16666.6667 | 6666.6667 | 6666.6667 | 6666.6667 | 6666.6667 | 6666.6667 | 6666.6667 | 6666.6667 | 6666.6667 | 6666.6667 | 6666.6667 | 6666.6667 | 6666.6667 | 6666.6667 | 6666.6667 | 6666.6667 | 6666.6667 | 6666.6667 | 6666.6667 | 6666.6667 | 6666.6667 | 6666.6667 | 6666.6667 | 6666.6667 | 6666.6667 | 6666.6667 | 6666.6667 | 6666.6667 | 6666.6667 | 6666.6667 | 6666.6667 | 6666.6667
CMS running cost (£/year) |  | 0 | 0 | 0 | 18000 | 18000 | 18000 | 18000 | 18000 | 18000 | 18000 | 18000 | 18000 | 18000 | 18000 | 18000 | 18000 | 18000 | 18000 | 18000 | 18000 | 18000 | 18000 | 18000 | 18000 | 18000 | 18000 | 18000 | 18000 | 18000 | 18000 | 18000 | 18000 | 18000 | 18000
CMS Central Office Savings (£/year) |  | 0 | 0 | 0 | -10000 | -10000 | -10000 | -10000 | -10000 | -10000 | -10000 | -10000 | -10000 | -10000 | -10000 | -10000 | -10000 | -10000 | -10000 | -10000 | -10000 | -10000 | -10000 | -10000 | -10000 | -10000 | -10000 | -10000 | -10000 | -10000 | -10000 | -10000 | -10000 | -10000 | -10000
Total Maintenance Costs (£/year) |  | 249882.0685 | 249882.0685 | 249882.0685 | 86570.122 | 86570.122 | 86570.122 | 86570.122 | 86570.122 | 86570.122 | 86570.122 | 86570.122 | 116921.6845 | 116921.6845 | 116921.6845 | 116921.6845 | 116921.6845 | 116921.6845 | 116921.6845 | 116921.6845 | 106895.6429 | 106895.6429 | 106895.6429 | 106895.6429 | 106895.6429 | 106895.6429 | 106895.6429 | 106895.6429 | 106895.6429 | 106895.6429 | 106895.6429 | 106895.6429 | 106895.6429 | 106895.6429 | 106895.6429
Energy Consumption (GWh/year) |  | 4.3656 | 4.3656 | 4.3656 | 2.2927 | 2.2927 | 2.2927 | 2.2927 | 2.2927 | 2.2927 | 2.2927 | 2.2927 | 2.2927 | 2.2927 | 2.2927 | 2.2927 | 2.2927 | 2.2927 | 2.2927 | 2.2927 | 2.2927 | 2.2927 | 2.2927 | 2.2927 | 2.2927 | 2.2927 | 2.2927 | 2.2927 | 2.2927 | 2.2927 | 2.2927 | 2.2927 | 2.2927 | 2.2927 | 2.2927
Energy Costs (£/year) |  | 423898.789 | 436559 | 459399.5184 | 240335.8726 | 244759.2268 | 247496.9103 | 246039.6715 | 251129.067 | 259747.3435 | 270165.9444 | 274028.2836 | 275619.4308 | 285510.2749 | 291898.4947 | 293557.0337 | 299742.2028 | 299942.6278 | 300483.5129 | 303885.4871 | 303885.4871 | 303885.4871 | 303885.4871 | 303885.4871 | 303885.4871 | 303885.4871 | 303885.4871 | 303885.4871 | 303885.4871 | 303885.4871 | 303885.4871 | 303885.4871 | 303885.4871 | 303885.4871 | 303785.0531
Carbon Emmissions (Tonnes/year) |  | 2051.8273 | 2008.1714 | 1877.2037 | 985.8685 | 940.0141 | 917.087 | 894.1598 | 848.3054 | 756.5967 | 710.7424 | 687.8152 | 619.0337 | 619.0337 | 619.0337 | 573.1793 | 550.2522 | 504.3978 | 481.4707 | 435.6163 | 435.6163 | 435.6163 | 435.6163 | 435.6163 | 435.6163 | 435.6163 | 435.6163 | 435.6163 | 435.6163 | 435.6163 | 435.6163 | 435.6163 | 435.6163 | 435.6163 | 435.6163
| Efficiency factor @ upgrade year | 0.63 | 0.63 | 0.63 | 0.63 | 0.63 | 0.63 | 0.63 | 0.63 | 0.63 | 0.63 | 0.63 | 0.63 | 0.63 | 0.63 | 0.63 | 0.63 | 0.63 | 0.63 | 0.63 | 0.63 | 0.63 | 0.63 | 0.63 | 0.63 | 0.63 | 0.63 | 0.63 | 0.63 | 0.63 | 0.63 | 0.63 | 0.63 | 0.63 | 0.63
| Efficiency factor @ replace year | 1 | 0.9075 | 0.815 | 0.63 | 0.63 | 0.63 | 0.63 | 0.63 | 0.63 | 0.63 | 0.63 | 0.63 | 0.63 | 0.63 | 0.63 | 0.63 | 0.63 | 0.63 | 0.63 | 0.63 | 0.63 | 0.63 | 0.63 | 0.63 | 0.63 | 0.63 | 0.63 | 0.63 | 0.63 | 0.63 | 0.63 | 0.63 | 0.63 | 0.63
Efficiency difference for replacements | bar: 2012 to 2045
| Ave wh/lamp (at upgrade) | 166253.897 | 166253.897 | 166253.897 | 166253.897 | 166253.897 | 166253.897 | 166253.897 | 166253.897 | 166253.897 | 166253.897 | 166253.897 | 166253.897 | 166253.897 | 166253.897 | 166253.897 | 166253.897 | 166253.897 | 166253.897 | 166253.897 | 166253.897 | 166253.897 | 166253.897 | 166253.897 | 166253.897 | 166253.897 | 166253.897 | 166253.897 | 166253.897 | 166253.897 | 166253.897 | 166253.897 | 166253.897 | 166253.897 | 166253.897
| Energy consumption at upgrade | 0 | 0 | 0 | 0.99752 | 0.99752 | 0.99752 | 0.99752 | 0.99752 | 0.99752 | 0.99752 | 0.99752 | 0.99752 | 0.99752 | 0.99752 | 0.99752 | 0.99752 | 0.99752 | 0.99752 | 0.99752 | 0.99752 | 0.99752 | 0.99752 | 0.99752 | 0.99752 | 0.99752 | 0.99752 | 0.99752 | 0.99752 | 0.99752 | 0.99752 | 0.99752 | 0.99752 | 0.99752 | 0.99752
| LEDs replaced in the year | 0 | 0 | 0 | 6 | 6 | 6 | 6 | 6 | 6 | 6 | 6 | 6 | 6 | 6 | 6 | 6 | 6 | 6 | 6 | 6 | 6 | 6 | 6 | 6 | 6 | 6 | 6 | 6 | 6 | 6 | 6 | 6 | 6 | 6
| % of total lamps replaced | 0% | 0% | 0% | 0.1% | 0.1% | 0.1% | 0.1% | 0.1% | 0.1% | 0.1% | 0.1% | 0.1% | 0.1% | 0.1% | 0.1% | 0.1% | 0.1% | 0.1% | 0.1% | 0.1% | 0.1% | 0.1% | 0.1% | 0.1% | 0.1% | 0.1% | 0.1% | 0.1% | 0.1% | 0.1% | 0.1% | 0.1% | 0.1% | 0.1%
Energy saved through replacements in that year | bar: 2012 to 2045
Cumulative energy saving through replacement of LEDs | bar: 2012 to 2045
| Actual energy consumption (GWh) | 0 | 0 | 0 | 0.99752 | 0.99752 | 0.99752 | 0.99752 | 0.99752 | 0.99752 | 0.99752 | 0.99752 | 0.99752 | 0.99752 | 0.99752 | 0.99752 | 0.99752 | 0.99752 | 0.99752 | 0.99752 | 0.99752 | 0.99752 | 0.99752 | 0.99752 | 0.99752 | 0.99752 | 0.99752 | 0.99752 | 0.99752 | 0.99752 | 0.99752 | 0.99752 | 0.99752 | 0.99752 | 0.99752

## Output - Status quo
Sheet 7 - Outputs: Status quo - Maintaining Assets as currently exist
User defined notes
Notes:
1. All costs in financial year 2012-13 prices.
Base Year | FY 2012-13
Year of completion of upgrade | FY 2015-16
|  | 2012 | 2013 | 2014 | 2015 | 2016 | 2017 | 2018 | 2019 | 2020 | 2021 | 2022 | 2023 | 2024 | 2025 | 2026 | 2027 | 2028 | 2029 | 2030 | 2031 | 2032 | 2033 | 2034 | 2035 | 2036 | 2037 | 2038 | 2039 | 2040 | 2041 | 2042 | 2043 | 2044
No of Low Pressure Sodium Lamps |  | 8000 | 8000 | 8000 | 8000 | 8000 | 8000 | 8000 | 8000 | 8000 | 8000 | 8000 | 8000 | 8000 | 8000 | 8000 | 8000 | 8000 | 8000 | 8000 | 8000 | 8000 | 8000 | 8000 | 8000 | 8000 | 8000 | 8000 | 8000 | 8000 | 8000 | 8000 | 8000 | 8000
No of High Pressure Sodium Lamps |  | 2000 | 2000 | 2000 | 2000 | 2000 | 2000 | 2000 | 2000 | 2000 | 2000 | 2000 | 2000 | 2000 | 2000 | 2000 | 2000 | 2000 | 2000 | 2000 | 2000 | 2000 | 2000 | 2000 | 2000 | 2000 | 2000 | 2000 | 2000 | 2000 | 2000 | 2000 | 2000 | 2000
No of Metal Halide Lamps |  | 0 | 0 | 0 | 0 | 0 | 0 | 0 | 0 | 0 | 0 | 0 | 0 | 0 | 0 | 0 | 0 | 0 | 0 | 0 | 0 | 0 | 0 | 0 | 0 | 0 | 0 | 0 | 0 | 0 | 0 | 0 | 0 | 0
No of Low Pressure Mercury Lamps |  | 0 | 0 | 0 | 0 | 0 | 0 | 0 | 0 | 0 | 0 | 0 | 0 | 0 | 0 | 0 | 0 | 0 | 0 | 0 | 0 | 0 | 0 | 0 | 0 | 0 | 0 | 0 | 0 | 0 | 0 | 0 | 0 | 0
Total No Lamps |  | 10000 | 10000 | 10000 | 10000 | 10000 | 10000 | 10000 | 10000 | 10000 | 10000 | 10000 | 10000 | 10000 | 10000 | 10000 | 10000 | 10000 | 10000 | 10000 | 10000 | 10000 | 10000 | 10000 | 10000 | 10000 | 10000 | 10000 | 10000 | 10000 | 10000 | 10000 | 10000 | 10000
No of Lamps Replaced per annum |  | 2685.7143 | 2685.7143 | 2685.7143 | 2685.7143 | 2685.7143 | 2685.7143 | 2685.7143 | 2685.7143 | 2685.7143 | 2685.7143 | 2685.7143 | 2685.7143 | 2685.7143 | 2685.7143 | 2685.7143 | 2685.7143 | 2685.7143 | 2685.7143 | 2685.7143 | 2685.7143 | 2685.7143 | 2685.7143 | 2685.7143 | 2685.7143 | 2685.7143 | 2685.7143 | 2685.7143 | 2685.7143 | 2685.7143 | 2685.7143 | 2685.7143 | 2685.7143 | 2685.7143
No of Lanterns Replaced per annum |  | 471.0938 | 471.0938 | 471.0938 | 471.0938 | 471.0938 | 471.0938 | 471.0938 | 471.0938 | 476.5625 | 476.5625 | 476.5625 | 476.5625 | 476.5625 | 476.5625 | 476.5625 | 476.5625 | 268.75 | 268.75 | 268.75 | 268.75 | 268.75 | 268.75 | 268.75 | 268.75 | 268.75 | 268.75 | 268.75 | 268.75 | 268.75 | 268.75 | 268.75 | 268.75 | 268.75
No of Control Gear Replaced per annum |  | 666.6667 | 666.6667 | 666.6667 | 666.6667 | 666.6667 | 666.6667 | 666.6667 | 666.6667 | 666.6667 | 666.6667 | 666.6667 | 666.6667 | 666.6667 | 666.6667 | 666.6667 | 666.6667 | 666.6667 | 666.6667 | 666.6667 | 666.6667 | 666.6667 | 666.6667 | 666.6667 | 666.6667 | 666.6667 | 666.6667 | 666.6667 | 666.6667 | 666.6667 | 666.6667 | 666.6667 | 666.6667 | 666.6667
Energy Consumption (GWh/annum) |  | 4.3656 | 4.3656 | 4.3656 | 4.3656 | 4.3656 | 4.3656 | 4.3656 | 4.3656 | 4.3656 | 4.3656 | 4.3656 | 4.3656 | 4.3656 | 4.3656 | 4.3656 | 4.3656 | 4.3656 | 4.3656 | 4.3656 | 4.3656 | 4.3656 | 4.3656 | 4.3656 | 4.3656 | 4.3656 | 4.3656 | 4.3656 | 4.3656 | 4.3656 | 4.3656 | 4.3656 | 4.3656 | 4.3656
Energy Costs (£/annum) |  | 423898.789 | 436559 | 459399.5184 | 457626.3478 | 466048.9084 | 471261.7634 | 468487.018 | 478177.7956 | 494587.9567 | 514426.1366 | 521780.4619 | 524810.1839 | 543643.456 | 555807.34 | 558965.3836 | 570742.6364 | 571124.2681 | 572154.1736 | 578631.9126 | 578631.9126 | 578631.9126 | 578631.9126 | 578631.9126 | 578631.9126 | 578631.9126 | 578631.9126 | 578631.9126 | 578631.9126 | 578631.9126 | 578631.9126 | 578631.9126 | 578631.9126 | 578631.9126
Carbon Emmissions (Tonnes/annum) |  | 2051.8273 | 2008.1714 | 1877.2037 | 1877.2037 | 1789.8919 | 1746.236 | 1702.5801 | 1615.2683 | 1440.6447 | 1353.3329 | 1309.677 | 1178.7093 | 1178.7093 | 1178.7093 | 1091.3975 | 1047.7416 | 960.4298 | 916.7739 | 829.4621 | 829.4621 | 829.4621 | 829.4621 | 829.4621 | 829.4621 | 829.4621 | 829.4621 | 829.4621 | 829.4621 | 829.4621 | 829.4621 | 829.4621 | 829.4621 | 829.4621
Lamp replacement costs(£/annum) |  | 134285.7143 | 134285.7143 | 134285.7143 | 134285.7143 | 134285.7143 | 134285.7143 | 134285.7143 | 134285.7143 | 134285.7143 | 134285.7143 | 134285.7143 | 134285.7143 | 134285.7143 | 134285.7143 | 134285.7143 | 134285.7143 | 134285.7143 | 134285.7143 | 134285.7143 | 134285.7143 | 134285.7143 | 134285.7143 | 134285.7143 | 134285.7143 | 134285.7143 | 134285.7143 | 134285.7143 | 134285.7143 | 134285.7143 | 134285.7143 | 134285.7143 | 134285.7143 | 134285.7143
Lantern replacement cost (£/annum) |  | 98929.6875 | 98929.6875 | 98929.6875 | 98929.6875 | 98929.6875 | 98929.6875 | 98929.6875 | 98929.6875 | 100078.125 | 100078.125 | 100078.125 | 100078.125 | 100078.125 | 100078.125 | 100078.125 | 100078.125 | 56437.5 | 56437.5 | 56437.5 | 56437.5 | 56437.5 | 56437.5 | 56437.5 | 56437.5 | 56437.5 | 56437.5 | 56437.5 | 56437.5 | 56437.5 | 56437.5 | 56437.5 | 56437.5 | 56437.5
Control gear replacement cost (£/annum) |  | 16666.6667 | 16666.6667 | 16666.6667 | 16666.6667 | 16666.6667 | 16666.6667 | 16666.6667 | 16666.6667 | 16666.6667 | 16666.6667 | 16666.6667 | 16666.6667 | 16666.6667 | 16666.6667 | 16666.6667 | 16666.6667 | 16666.6667 | 16666.6667 | 16666.6667 | 16666.6667 | 16666.6667 | 16666.6667 | 16666.6667 | 16666.6667 | 16666.6667 | 16666.6667 | 16666.6667 | 16666.6667 | 16666.6667 | 16666.6667 | 16666.6667 | 16666.6667 | 16666.6667
Total Maintenance Costs (£/annum) |  | 249882.0685 | 249882.0685 | 249882.0685 | 249882.0685 | 249882.0685 | 249882.0685 | 249882.0685 | 249882.0685 | 251030.506 | 251030.506 | 251030.506 | 251030.506 | 251030.506 | 251030.506 | 251030.506 | 251030.506 | 207389.881 | 207389.881 | 207389.881 | 207389.881 | 207389.881 | 207389.881 | 207389.881 | 207389.881 | 207389.881 | 207389.881 | 207389.881 | 207389.881 | 207389.881 | 207389.881 | 207389.881 | 207389.881 | 207389.881

## Output - Upgrade
Sheet 8 - Outputs: Street lighting upgrade
User defined notes
Notes:
1. All costs in financial year 2012-13 prices.
Base Year | FY 2012-13
Year of completion of upgrade | FY 2015-16 |  | 6000 | 10000
% of total street lamps with CMS | 60%
|  | 2012 | 2013 | 2014 | 2015 | 2016 | 2017 | 2018 | 2019 | 2020 | 2021 | 2022 | 2023 | 2024 | 2025 | 2026 | 2027 | 2028 | 2029 | 2030 | 2031 | 2032 | 2033 | 2034 | 2035 | 2036 | 2037 | 2038 | 2039 | 2040 | 2041 | 2042 | 2043 | 2044
No of Low Pressure Sodium Lamps |  | 8000 | 8000 | 8000 | 3000 | 3000 | 3000 | 3000 | 3000 | 3000 | 3000 | 3000 | 3000 | 3000 | 3000 | 3000 | 3000 | 3000 | 3000 | 3000 | 3000 | 3000 | 3000 | 3000 | 3000 | 3000 | 3000 | 3000 | 3000 | 3000 | 3000 | 3000 | 3000 | 3000
No of High Pressure Sodium Lamps |  | 2000 | 2000 | 2000 | 1000 | 1000 | 1000 | 1000 | 1000 | 1000 | 1000 | 1000 | 1000 | 1000 | 1000 | 1000 | 1000 | 1000 | 1000 | 1000 | 1000 | 1000 | 1000 | 1000 | 1000 | 1000 | 1000 | 1000 | 1000 | 1000 | 1000 | 1000 | 1000 | 1000
No of Metal Halide Lamps |  | 0 | 0 | 0 | 0 | 0 | 0 | 0 | 0 | 0 | 0 | 0 | 0 | 0 | 0 | 0 | 0 | 0 | 0 | 0 | 0 | 0 | 0 | 0 | 0 | 0 | 0 | 0 | 0 | 0 | 0 | 0 | 0 | 0
No of Low Pressure Mercury Lamps |  | 0 | 0 | 0 | 0 | 0 | 0 | 0 | 0 | 0 | 0 | 0 | 0 | 0 | 0 | 0 | 0 | 0 | 0 | 0 | 0 | 0 | 0 | 0 | 0 | 0 | 0 | 0 | 0 | 0 | 0 | 0 | 0 | 0
No of LED Lamps |  | 0 | 0 | 0 | 6000 | 6000 | 6000 | 6000 | 6000 | 6000 | 6000 | 6000 | 6000 | 6000 | 6000 | 6000 | 6000 | 6000 | 6000 | 6000 | 6000 | 6000 | 6000 | 6000 | 6000 | 6000 | 6000 | 6000 | 6000 | 6000 | 6000 | 6000 | 6000 | 6000
Total No Lamps |  | 10000 | 10000 | 10000 | 10000 | 10000 | 10000 | 10000 | 10000 | 10000 | 10000 | 10000 | 10000 | 10000 | 10000 | 10000 | 10000 | 10000 | 10000 | 10000 | 10000 | 10000 | 10000 | 10000 | 10000 | 10000 | 10000 | 10000 | 10000 | 10000 | 10000 | 10000 | 10000 | 10000
No of new Lamps/Lanterns (non-LED) |  | 0 | 0 | 0 | 0 | 0 | 0 | 0 | 0 | 0 | 0 | 0 | 0 | 0 | 0 | 0 | 0 | 0 | 0 | 0 | 0 | 0 | 0 | 0 | 0 | 0 | 0 | 0 | 0 | 0 | 0 | 0 | 0 | 0
No of new Control Gear units |  | 0 | 0 | 0 | 0 | 0 | 0 | 0 | 0 | 0 | 0 | 0 | 0 | 0 | 0 | 0 | 0 | 0 | 0 | 0 | 0 | 0 | 0 | 0 | 0 | 0 | 0 | 0 | 0 | 0 | 0 | 0 | 0 | 0
No of new CMS Units |  | 0 | 0 | 0 | 6000 | 0 | 0 | 0 | 0 | 0 | 0 | 0 | 0 | 0 | 0 | 0 | 0 | 0 | 0 | 0 | 0 | 0 | 0 | 0 | 0 | 0 | 0 | 0 | 0 | 0 | 0 | 0 | 0 | 0
No of new LED units |  | 0 | 0 | 0 | 6000 | 0 | 0 | 0 | 0 | 0 | 0 | 0 | 0 | 0 | 0 | 0 | 0 | 0 | 0 | 0 | 0 | 0 | 0 | 0 | 0 | 0 | 0 | 0 | 0 | 0 | 0 | 0 | 0 | 0
Non-LED Lamp/Lantern Capex (£) |  | 0 | 0 | 0 | 0 | 0 | 0 | 0 | 0 | 0 | 0 | 0 | 0 | 0 | 0 | 0 | 0 | 0 | 0 | 0 | 0 | 0 | 0 | 0 | 0 | 0 | 0 | 0 | 0 | 0 | 0 | 0 | 0 | 0
Control Gear Capex (£) |  | 0 | 0 | 0 | 0 | 0 | 0 | 0 | 0 | 0 | 0 | 0 | 0 | 0 | 0 | 0 | 0 | 0 | 0 | 0 | 0 | 0 | 0 | 0 | 0 | 0 | 0 | 0 | 0 | 0 | 0 | 0 | 0 | 0
CMS Capex (£) |  | 0 | 0 | 0 | 390000 | 0 | 0 | 0 | 0 | 0 | 0 | 0 | 0 | 0 | 0 | 0 | 0 | 0 | 0 | 0 | 0 | 0 | 0 | 0 | 0 | 0 | 0 | 0 | 0 | 0 | 0 | 0 | 0 | 0
LED Unit Capex (£) |  | 0 | 0 | 0 | 2476000 | 0 | 0 | 0 | 0 | 0 | 0 | 0 | 0 | 0 | 0 | 0 | 0 | 0 | 0 | 0 | 0 | 0 | 0 | 0 | 0 | 0 | 0 | 0 | 0 | 0 | 0 | 0 | 0 | 0
Total Capex (£) |  | 0 | 0 | 0 | 2866000 | 0 | 0 | 0 | 0 | 0 | 0 | 0 | 0 | 0 | 0 | 0 | 0 | 0 | 0 | 0 | 0 | 0 | 0 | 0 | 0 | 0 | 0 | 0 | 0 | 0 | 0 | 0 | 0 | 0
No of Non-LED Lamps replaced /year |  | 2685.7143 | 2685.7143 | 2685.7143 | 1057.1429 | 1057.1429 | 1057.1429 | 1057.1429 | 1057.1429 | 1057.1429 | 1057.1429 | 1057.1429 | 1057.1429 | 1057.1429 | 1057.1429 | 1057.1429 | 1057.1429 | 1057.1429 | 1057.1429 | 1057.1429 | 1057.1429 | 1057.1429 | 1057.1429 | 1057.1429 | 1057.1429 | 1057.1429 | 1057.1429 | 1057.1429 | 1057.1429 | 1057.1429 | 1057.1429 | 1057.1429 | 1057.1429 | 1057.1429
No of Non-LED Lantern replaced /year |  | 471.0938 | 471.0938 | 471.0938 | 78.9062 | 78.9062 | 78.9062 | 78.9062 | 78.9062 | 78.9062 | 78.9062 | 78.9062 | 223.4375 | 223.4375 | 223.4375 | 223.4375 | 223.4375 | 223.4375 | 223.4375 | 223.4375 | 175.6944 | 175.6944 | 175.6944 | 175.6944 | 175.6944 | 175.6944 | 175.6944 | 175.6944 | 175.6944 | 175.6944 | 175.6944 | 175.6944 | 175.6944 | 175.6944
No of LED Units replaced/year |  | 0 | 0 | 0 | 6 | 6 | 6 | 6 | 6 | 6 | 6 | 6 | 6 | 6 | 6 | 6 | 6 | 6 | 6 | 6 | 6 | 6 | 6 | 6 | 6 | 6 | 6 | 6 | 6 | 6 | 6 | 6 | 6 | 6
No of Control Gear replaced /year |  | 666.6667 | 666.6667 | 666.6667 | 266.6667 | 266.6667 | 266.6667 | 266.6667 | 266.6667 | 266.6667 | 266.6667 | 266.6667 | 266.6667 | 266.6667 | 266.6667 | 266.6667 | 266.6667 | 266.6667 | 266.6667 | 266.6667 | 266.6667 | 266.6667 | 266.6667 | 266.6667 | 266.6667 | 266.6667 | 266.6667 | 266.6667 | 266.6667 | 266.6667 | 266.6667 | 266.6667 | 266.6667 | 266.6667
Lamp replacement costs(£/year) |  | 134285.7143 | 134285.7143 | 134285.7143 | 52857.1429 | 52857.1429 | 52857.1429 | 52857.1429 | 52857.1429 | 52857.1429 | 52857.1429 | 52857.1429 | 52857.1429 | 52857.1429 | 52857.1429 | 52857.1429 | 52857.1429 | 52857.1429 | 52857.1429 | 52857.1429 | 52857.1429 | 52857.1429 | 52857.1429 | 52857.1429 | 52857.1429 | 52857.1429 | 52857.1429 | 52857.1429 | 52857.1429 | 52857.1429 | 52857.1429 | 52857.1429 | 52857.1429 | 52857.1429
Lantern replacement cost (£/year) |  | 98929.6875 | 98929.6875 | 98929.6875 | 19046.3125 | 19046.3125 | 19046.3125 | 19046.3125 | 19046.3125 | 19046.3125 | 19046.3125 | 19046.3125 | 49397.875 | 49397.875 | 49397.875 | 49397.875 | 49397.875 | 49397.875 | 49397.875 | 49397.875 | 39371.8333 | 39371.8333 | 39371.8333 | 39371.8333 | 39371.8333 | 39371.8333 | 39371.8333 | 39371.8333 | 39371.8333 | 39371.8333 | 39371.8333 | 39371.8333 | 39371.8333 | 39371.8333
Control gear replacement cost (£/year) |  | 16666.6667 | 16666.6667 | 16666.6667 | 6666.6667 | 6666.6667 | 6666.6667 | 6666.6667 | 6666.6667 | 6666.6667 | 6666.6667 | 6666.6667 | 6666.6667 | 6666.6667 | 6666.6667 | 6666.6667 | 6666.6667 | 6666.6667 | 6666.6667 | 6666.6667 | 6666.6667 | 6666.6667 | 6666.6667 | 6666.6667 | 6666.6667 | 6666.6667 | 6666.6667 | 6666.6667 | 6666.6667 | 6666.6667 | 6666.6667 | 6666.6667 | 6666.6667 | 6666.6667
CMS running cost (£/year) |  | 0 | 0 | 0 | 18000 | 18000 | 18000 | 18000 | 18000 | 18000 | 18000 | 18000 | 18000 | 18000 | 18000 | 18000 | 18000 | 18000 | 18000 | 18000 | 18000 | 18000 | 18000 | 18000 | 18000 | 18000 | 18000 | 18000 | 18000 | 18000 | 18000 | 18000 | 18000 | 18000
CMS Central Office Savings (£/year) |  | 0 | 0 | 0 | -10000 | -10000 | -10000 | -10000 | -10000 | -10000 | -10000 | -10000 | -10000 | -10000 | -10000 | -10000 | -10000 | -10000 | -10000 | -10000 | -10000 | -10000 | -10000 | -10000 | -10000 | -10000 | -10000 | -10000 | -10000 | -10000 | -10000 | -10000 | -10000 | -10000
Total Maintenance Costs (£/year) |  | 249882.0685 | 249882.0685 | 249882.0685 | 86570.122 | 86570.122 | 86570.122 | 86570.122 | 86570.122 | 86570.122 | 86570.122 | 86570.122 | 116921.6845 | 116921.6845 | 116921.6845 | 116921.6845 | 116921.6845 | 116921.6845 | 116921.6845 | 116921.6845 | 106895.6429 | 106895.6429 | 106895.6429 | 106895.6429 | 106895.6429 | 106895.6429 | 106895.6429 | 106895.6429 | 106895.6429 | 106895.6429 | 106895.6429 | 106895.6429 | 106895.6429 | 106895.6429
Energy Consumption (GWh/year) |  | 4.3656 | 4.3656 | 4.3656 | 2.2927 | 2.2927 | 2.2927 | 2.2927 | 2.2927 | 2.2927 | 2.2927 | 2.2927 | 2.2927 | 2.2927 | 2.2927 | 2.2927 | 2.2927 | 2.2927 | 2.2927 | 2.2927 | 2.2927 | 2.2927 | 2.2927 | 2.2927 | 2.2927 | 2.2927 | 2.2927 | 2.2927 | 2.2927 | 2.2927 | 2.2927 | 2.2927 | 2.2927 | 2.2927
Energy Costs (£/year) |  | 423898.789 | 436559 | 459399.5184 | 240335.8726 | 244759.2268 | 247496.9103 | 246039.6715 | 251129.067 | 259747.3435 | 270165.9444 | 274028.2836 | 275619.4308 | 285510.2749 | 291898.4947 | 293557.0337 | 299742.2028 | 299942.6278 | 300483.5129 | 303885.4871 | 303885.4871 | 303885.4871 | 303885.4871 | 303885.4871 | 303885.4871 | 303885.4871 | 303885.4871 | 303885.4871 | 303885.4871 | 303885.4871 | 303885.4871 | 303885.4871 | 303885.4871 | 303885.4871
Carbon Emmissions (Tonnes/year) |  | 2051.8273 | 2008.1714 | 1877.2037 | 985.8685 | 940.0141 | 917.087 | 894.1598 | 848.3054 | 756.5967 | 710.7424 | 687.8152 | 619.0337 | 619.0337 | 619.0337 | 573.1793 | 550.2522 | 504.3978 | 481.4707 | 435.6163 | 435.6163 | 435.6163 | 435.6163 | 435.6163 | 435.6163 | 435.6163 | 435.6163 | 435.6163 | 435.6163 | 435.6163 | 435.6163 | 435.6163 | 435.6163 | 435.6163

## OUTPUT FOR FINANCIALS
|  |  | Period Starting |  |  | 2012-04-01 | 2013-04-01 | 2014-04-01 | 2015-04-01 | 2016-04-01 | 2017-04-01 | 2018-04-01 | 2019-04-01 | 2020-04-01 | 2021-04-01 | 2022-04-01 | 2023-04-01 | 2024-04-01 | 2025-04-01 | 2026-04-01 | 2027-04-01 | 2028-04-01 | 2029-04-01 | 2030-04-01 | 2031-04-01 | 2032-04-01 | 2033-04-01 | 2034-04-01 | 2035-04-01 | 2036-04-01 | 2037-04-01 | 2038-04-01 | 2039-04-01 | 2040-04-01 | 2041-04-01 | 2042-04-01 | 2043-04-01 | 2044-04-01 | 2045-04-01
Scenario: Base |  |  | Period Ending |  |  | 2013-03-31 | 2014-03-31 | 2015-03-31 | 2016-03-31 | 2017-03-31 | 2018-03-31 | 2019-03-31 | 2020-03-31 | 2021-03-31 | 2022-03-31 | 2023-03-31 | 2024-03-31 | 2025-03-31 | 2026-03-31 | 2027-03-31 | 2028-03-31 | 2029-03-31 | 2030-03-31 | 2031-03-31 | 2032-03-31 | 2033-03-31 | 2034-03-31 | 2035-03-31 | 2036-03-31 | 2037-03-31 | 2038-03-31 | 2039-03-31 | 2040-03-31 | 2041-03-31 | 2042-03-31 | 2043-03-31 | 2044-03-31 | 2045-03-31 | 2046-03-31
|  | Input Profile |  | unit | total
Construction
Real Construction Costs:
|  | Capital costs - lantern replacements |  | £ | 2866000 | 0 | 0 | 0 | 2866000 | 0 | 0 | 0 | 0 | 0 | 0 | 0 | 0 | 0 | 0 | 0 | 0 | 0 | 0 | 0 | 0 | 0 | 0 | 0 | 0 | 0 | 0 | 0 | 0 | 0 | 0 | 0 | 0 | 0 | 0
|  | Capital costs - other infrastructure (e.g. columns) |  | £ | 0
|  | Capital costs - other costs |  | £ | 0
|  | Total Real Construction Costs |  |  | 2866000 | 0 | 0 | 0 | 2866000 | 0 | 0 | 0 | 0 | 0 | 0 | 0 | 0 | 0 | 0 | 0 | 0 | 0 | 0 | 0 | 0 | 0 | 0 | 0 | 0 | 0 | 0 | 0 | 0 | 0 | 0 | 0 | 0 | 0 | 0
Nominal Capital Contribution:
|  | Council Contribution |  | £ | 0
|  | Other Contribution |  | £ | 0
|  | Total Nominal Contribution |  |  | 0 | 0 | 0 | 0 | 0 | 0 | 0 | 0 | 0 | 0 | 0 | 0 | 0 | 0 | 0 | 0 | 0 | 0 | 0 | 0 | 0 | 0 | 0 | 0 | 0 | 0 | 0 | 0 | 0 | 0 | 0 | 0 | 0 | 0 | 0
Operating costs
Existing Status Quo costs in real terms
|  | Maintenance |  | £ | 6910758.9286 | 249882.0685 | 249882.0685 | 249882.0685 | 249882.0685 | 249882.0685 | 249882.0685 | 249882.0685 | 249882.0685 | 251030.506 | 251030.506 | 251030.506 | 251030.506 | 251030.506 | 251030.506 | 251030.506 | 251030.506 | 207389.881 | 207389.881 | 207389.881 | 207389.881 | 207389.881 | 207389.881 | 207389.881 | 207389.881 | 207389.881 | 207389.881 | 207389.881 | 207389.881 | 207389.881 | 207389.881 | 0 | 0 | 0 | 0
|  | Energy costs |  | £ | 16033084.0884 | 423898.789 | 436559 | 459399.5184 | 457626.3478 | 466048.9084 | 471261.7634 | 468487.018 | 478177.7956 | 494587.9567 | 514426.1366 | 521780.4619 | 524810.1839 | 543643.456 | 555807.34 | 558965.3836 | 570742.6364 | 571124.2681 | 572154.1736 | 578631.9126 | 578631.9126 | 578631.9126 | 578631.9126 | 578631.9126 | 578631.9126 | 578631.9126 | 578631.9126 | 578631.9126 | 578631.9126 | 578631.9126 | 578631.9126 | 0 | 0 | 0 | 0
|  | Other operational costs |  | £ | 0
|  | Total Real Status Quo costs |  |  | 22943843.017 | 673780.8575 | 686441.0685 | 709281.5869 | 707508.4162 | 715930.9768 | 721143.8319 | 718369.0865 | 728059.864 | 745618.4626 | 765456.6425 | 772810.9678 | 775840.6898 | 794673.962 | 806837.846 | 809995.8896 | 821773.1424 | 778514.149 | 779544.0545 | 786021.7936 | 786021.7936 | 786021.7936 | 786021.7936 | 786021.7936 | 786021.7936 | 786021.7936 | 786021.7936 | 786021.7936 | 786021.7936 | 786021.7936 | 786021.7936 | 0 | 0 | 0 | 0
Upgrade Costs in real terms
|  | Maintenance |  | £ | 3553432.7292 | 249882.0685 | 249882.0685 | 249882.0685 | 86570.122 | 86570.122 | 86570.122 | 86570.122 | 86570.122 | 86570.122 | 86570.122 | 86570.122 | 116921.6845 | 116921.6845 | 116921.6845 | 116921.6845 | 116921.6845 | 116921.6845 | 116921.6845 | 116921.6845 | 106895.6429 | 106895.6429 | 106895.6429 | 106895.6429 | 106895.6429 | 106895.6429 | 106895.6429 | 106895.6429 | 106895.6429 | 106895.6429 | 106895.6429 | 0 | 0 | 0 | 0
|  | Energy costs |  | £ | 9046939.0504 | 423898.789 | 436559 | 459399.5184 | 240335.8726 | 244759.2268 | 247496.9103 | 246039.6715 | 251129.067 | 259747.3435 | 270165.9444 | 274028.2836 | 275619.4308 | 285510.2749 | 291898.4947 | 293557.0337 | 299742.2028 | 299942.6278 | 300483.5129 | 303885.4871 | 303885.4871 | 303885.4871 | 303885.4871 | 303885.4871 | 303885.4871 | 303885.4871 | 303885.4871 | 303885.4871 | 303885.4871 | 303885.4871 | 303885.4871 | 0 | 0 | 0 | 0
|  | Other operational costs |  | £ | 0
|  | Total Real Upgrade Costs |  |  | 12600371.7795 | 673780.8575 | 686441.0685 | 709281.5869 | 326905.9946 | 331329.3489 | 334067.0323 | 332609.7935 | 337699.189 | 346317.4655 | 356736.0664 | 360598.4056 | 392541.1153 | 402431.9595 | 408820.1792 | 410478.7183 | 416663.8873 | 416864.3124 | 417405.1974 | 420807.1717 | 410781.13 | 410781.13 | 410781.13 | 410781.13 | 410781.13 | 410781.13 | 410781.13 | 410781.13 | 410781.13 | 410781.13 | 410781.13 | 0 | 0 | 0 | 0
Carbon Cost
|  | Energy Consumption - Status Quo |  | kWh | 130967700 | 4365590 | 4365590 | 4365590 | 4365590 | 4365590 | 4365590 | 4365590 | 4365590 | 4365590 | 4365590 | 4365590 | 4365590 | 4365590 | 4365590 | 4365590 | 4365590 | 4365590 | 4365590 | 4365590 | 4365590 | 4365590 | 4365590 | 4365590 | 4365590 | 4365590 | 4365590 | 4365590 | 4365590 | 4365590 | 4365590 | 0 | 0 | 0 | 0
|  | Energy Consumption - Upgrade |  | kWh | 75000139.314 | 4365590 | 4365590 | 4365590 | 2292717.382 | 2292717.382 | 2292717.382 | 2292717.382 | 2292717.382 | 2292717.382 | 2292717.382 | 2292717.382 | 2292717.382 | 2292717.382 | 2292717.382 | 2292717.382 | 2292717.382 | 2292717.382 | 2292717.382 | 2292717.382 | 2292717.382 | 2292717.382 | 2292717.382 | 2292717.382 | 2292717.382 | 2292717.382 | 2292717.382 | 2292717.382 | 2292717.382 | 2292717.382 | 2292717.382 | 0 | 0 | 0 | 0
|  | CO2 emissions - Status Quo |  | tonnes | 36278.0529 | 2051.8273 | 2008.1714 | 1877.2037 | 1877.2037 | 1789.8919 | 1746.236 | 1702.5801 | 1615.2683 | 1440.6447 | 1353.3329 | 1309.677 | 1178.7093 | 1178.7093 | 1178.7093 | 1091.3975 | 1047.7416 | 960.4298 | 916.7739 | 829.4621 | 829.4621 | 829.4621 | 829.4621 | 829.4621 | 829.4621 | 829.4621 | 829.4621 | 829.4621 | 829.4621 | 829.4621 | 829.4621 | 0 | 0 | 0 | 0
|  | CO2 emissions - Upgrade |  | tonnes | 21871.5882 | 2051.8273 | 2008.1714 | 1877.2037 | 985.8685 | 940.0141 | 917.087 | 894.1598 | 848.3054 | 756.5967 | 710.7424 | 687.8152 | 619.0337 | 619.0337 | 619.0337 | 573.1793 | 550.2522 | 504.3978 | 481.4707 | 435.6163 | 435.6163 | 435.6163 | 435.6163 | 435.6163 | 435.6163 | 435.6163 | 435.6163 | 435.6163 | 435.6163 | 435.6163 | 435.6163 | 0 | 0 | 0 | 0
|  | Cost of buying carbon allowances |  | £/CO2 tonne

## LOOKUPRANGES (hidden)
LU_PERCENTAGE | LU_PERCENTSTEP | LU_DIMPROFILE | LU_YESNO | LU_FINANCIALYEAR | LU_BASEYEAR | LU_FINANCIALYEAR | LU_COMPLETIONYEAR | LU_PERCENTSTEPUPG | LU_DIMPROFILE
0% | 0% | 1 | Yes | FY 2012-13 | 2012 | FY 2013-14 | 2013 | Same as pre-upgrade | Same as pre-upgrade
1% | 5% | 2 | No | FY 2013-14 | 2013 | FY 2014-15 | 2014 | 0% | 1
2% | 10% | 3 |  | FY 2014-15 | 2014 | FY 2015-16 | 2015 | 5% | 2
3% | 15% | 4 |  | FY 2015-16 | 2015 | FY 2016-17 | 2016 | 10% | 3
4% | 20% | 5 |  | FY 2016-17 | 2016 | FY 2017-18 | 2017 | 15% | 4
5% | 25% |  |  | FY 2017-18 | 2017 | FY 2018-19 | 2018 | 20% | 5
6% | 30% |  |  | FY 2018-19 | 2018 | FY 2019-20 | 2019 | 25%
7% | 35% |  |  | FY 2019-20 | 2019 |  |  | 30%
8% | 40% | [6 empty] | 35%
9% | 45% | [6 empty] | 40%
10% | 50% | [6 empty] | 45%
11% | 55% | [6 empty] | 50%
12% | 60% | [6 empty] | 55%
13% | 65% | [6 empty] | 60%
14% | 70% | [6 empty] | 65%
15% | 75% | [6 empty] | 70%
16% | 80% | [6 empty] | 75%
17% | 85% | [6 empty] | 80%
18% | 90% | [6 empty] | 85%
19% | 95% | [6 empty] | 90%
20% | 100% | [6 empty] | 95%
21% | [7 empty] | 100%
22%
23%
24%
25%
26%
27%
28%
29%
30%
31%
32%
33%
34%
35%
36%
37%
38%
39%
40%
41%
42%
43%
44%
45%
46%
47%
48%
49%
50%
51%
52%
53%
54%
55%
56%
57%
58%
59%
60%
61%
62%
63%
64%
65%
66%
67%
68%
69%
70%
71%
72%
73%
74%
75%
76%
77%
78%
79%
80%
81%
82%
83%
84%
85%
86%
87%
88%
89%
90%
91%
92%
93%
94%
95%
96%
97%
98%
99%
100%